## System_data
| Data | Description
S_base | 100 | Power base of the system [MVA]
Slack_bus | b8 | Slack bus for the simulation
N_freq | 60 | Nominal frequency of the system [Hz]
Max_D_freq | 0.5 | Maximun frequency desviation [Hz/s]
Min_freq | 59.5 | Minimum frequency of the system [Hz]
DB_freq | 0.02 | Dead band governos frequency [Hz]
Delta_1_RF | 0.001388 | Time delta of post-contingency inertia response [h]
Delta_2_RF | 0.004166 | Time delta of primary frequency response [h]
Delta_3_RF | 0.041666 | Time delta of second frequency response [h]

## Bus
Load Bus
b1 | NPU | Nariño-Putumayo
b2 | CAU | Cauca
b3 | THC | Tolima-Huila-Caquetá
b4 | VAL | Valle del Cauca
b5 | CQR | Caldas-Risaralda-Quindio
b6 | BOG | Bogotá-Cundinamarca
b7 | MGU | Meta-Guaviare
b8 | ACH | Antioquia-Chocó
b9 | BCS | Boyacá-Casanare
b10 | SAR | Santander-Arauca
b11 | NDS | Norte de Santander
b12 | CSU | Córdoba-Sucre
b13 | BOL | Bolívar
b14 | ATL | Atlántico
b15 | GCM | Guajira-Cesar-Magdalena

## SM_Unit
| Name | Bus Name | Bus # | Fuel_Type | c | b | a | Pmin | Pmax | k1 | k2 | k3 | Min_ON | Min_OFF | Ramp_Up | Ramp_Down | IniT_ON | IniT_off | IniMW | CSU | Reservoir_name/River | Qmin | Qmax | Vmin | Vmax | Vmax_energy | Net_head | eff_turb_gen | C_hydro | Factor_conversion | Factor_V_to_E | R | H
G1 | Salvajina | CAU | b2 | HYDRO | 0 | 108.196 | 0 | 0 | 315 | 105 | 210 | 315 | 0 | 0 | 1000 | 1000 | 0 | 0 |  | 0 | CAUCA SALVAJINA | 0 | 364 | 0 | 714.74 | 171.82 | 100 | 0.88 | 0.86299 | 0.8653 | 0.2404 | 0.5 | 3.8305
G2 | Run-of-the-river | CAU | b2 | HYDRO | 0 | 1000000 | 0 | 0 | 33.5 | 11.1667 | 22.3333 | 33.5 | 0 | 0 | 1000 | 1000 | 0 | 0 |  | 0 |  | 0 | 0 | 0 | 0 |  | 0 | 0 | 0 |  |  | 0.5 | 2
G3 | Betania | THC | b3 | HYDRO | 0 | 62.044 | 0 | 0 | 540 | 180 | 360 | 540 | 0 | 0 | 1000 | 1000 | 0 | 0 |  | 0 | BETANIA CP | 0 | 1000 | 0 | 755.98 | 124.66 | 1 | 0.88 | 0.0086299 | 0.5935 | 0.1649 | 0.5 | 4.3
G4 | El Quimbo | THC | b3 | HYDRO | 0 | 48.55 | 0 | 0 | 396 | 132 | 264 | 396 | 0 | 0 | 1000 | 1000 | 0 | 0 |  | 0 | EL QUIMBO | 0 | 1000 | 0 | 2360.26 | 1113.81 | 1 | 0.88 | 0.0086299 | 1.1054 | 0.4719 | 0.5 | 3.944
G5 | Prado | THC | b3 | HYDRO | 0 | 72.419 | 0 | 0 | 51 | 17 | 34 | 51 | 0 | 0 | 1000 | 1000 | 0 | 0 |  | 0 | PRADO | 0 | 1000 | 0 | 427.22 | 57.2 | 1 | 0.88 | 0.0086299 | 0.482 | 0.13389 | 0.5 | 4.8111
G6 | Amoya_cucuana | TCH | b3 | HYDRO | 0 | 22.51 | 0 | 0 | 136 | 45.3333 | 90.6667 | 136 | 0 | 0 | 1000 | 1000 | 0 | 0 |  | 0 | AMOYA_CUCUANA | 0 | 0 | 0 | 0 | 0 | 0 | 0 | 0 | 4.7978 | 0 | 0.5 | 3
G7 | TermoEmcali | VAL | b4 | ACPM | 0 | 228.495 | 0 | 0 | 229 | 76.3333 | 152.6667 | 229 | 2 | 4 | 66 | 24 | 0 | 4 |  | 800 |  | 0 | 0 | 0 | 0 |  | 0 | 0 | 0 |  |  | 0.5 | 5
G8 | Termovalle | VAL | b4 | ACPM | 0 | 182.983 | 0 | 0 | 402 | 134 | 268 | 402 | 10 | 1 | 84 | 12 | 0 | 1 |  | 700 |  | 0 | 0 | 0 | 0 |  | 0 | 0 | 0 |  |  | 0.5 | 5
G9 | Albán | VAL | b4 | HYDRO | 0 | 51.544 | 0 | 0 | 429 | 143 | 286 | 429 | 0 | 0 | 1000 | 1000 | 0 | 0 |  | 0 | ALTOANCHICAYA | 0 | 1000 | 0 | 31.78 | 36.88 | 1 |  | 0 | 4.1791 | 1.1605 | 0.5 | 3.265
G10 | Calima | VAL | b4 | HYDRO | 0 | 102.672 | 0 | 0 | 132 | 44 | 88 | 132 | 0 | 0 | 1000 | 1000 | 0 | 0 |  | 0 | CALIMA1 | 0 | 1000 | 0 | 424.66 | 217.04 | 1 |  | 0 | 1.8399 | 0.51109 | 0.5 | 2.865
G11 | Run-of-the-river | VAL | b4 | HYDRO | 0 | 1000000 | 0 | 0 | 9.9 | 3.3 | 6.6 | 9.9 | 0 | 0 | 1000 | 1000 | 0 | 0 |  | 0 |  | 0 | 0 | 0 | 0 |  | 0 | 0 | 0 |  |  | 0.5 | 2
G12 | Miel I | CQR | b5 | HYDRO | 0 | 59.63 | 0 | 0 | 396 | 132 | 264 | 396 | 0 | 0 | 1000 | 1000 | 0 | 0 |  | 0 | AMANI | 0 | 1000 | 0 | 427.53 | 246.13 | 1 |  | 0 | 2.0726 | 0.5757 | 0.5 | 5.389
G13 | TERMODORADA | CQR | b5 | DIESEL | 0 | 283.027 | 0 | 0 | 51 | 17 | 34 | 51 | 0 | 0 | 1000 | 1000 | 0 | 0 |  | 200 |  | 0 | 0 | 0 | 0 |  | 0 | 0 | 0 | 0 |  | 0.5 | 3.8567
G14 | Run-of-the-river | CQR | b5 | HYDRO | 0 | 1000000 | 0 | 0 | 214.38 | 71.46 | 142.92 | 214.38 | 0 | 0 | 1000 | 1000 | 0 | 0 |  | 0 |  | 0 | 0 | 0 | 0 |  | 0 | 0 | 0 |  |  | 0.5 | 2
G15 | TermoPaipa I-III | BOG | b6 | COAL | 0 | 52.074 | 0 | 0 | 180 | 60 | 120 | 180 | 24 | 18 | 18 | 12 | 0 | 18 |  | 2100 |  | 0 | 0 | 0 | 0 |  | 0 | 0 | 0 |  |  | 0.5 | 4.8425
G16 | TermoPaipa IV | BOG | b6 | COAL | 0 | 42.869 | 0 | 0 | 169 | 56.3333 | 112.6667 | 169 | 1 | 1 | 36 | 30 | 0 | 1 |  | 5100 |  | 0 | 0 | 0 | 0 |  | 0 | 0 | 0 |  |  | 0.5 | 4.8425
G17 | TermoZipa | BOG | b6 | COAL | 0 | 58.543 | 0 | 0 | 224 | 74.6667 | 149.3333 | 224 | 72 | 18 | 18 | 18 | 0 | 18 |  | 1900 |  | 0 | 0 | 0 | 0 |  | 0 | 0 | 0 |  |  | 0.5 | 3.561
G18 | Guavio | BOG | b6 | HYDRO | 0 | 62.81 | 0 | 0 | 1250 | 416.6667 | 833.3333 | 1250 | 0 | 0 | 1000 | 1000 | 0 | 0 |  | 0 | GUAVIO | 0 | 1000 | 0 | 764.34 | 2091.46 | 1 | 0.88 | 0.0086299 | 9.8505 | 2.7363 | 0.5 | 4.35
G19 | Pagua | BOG | b6 | HYDRO | 0 | 48.662 | 0 | 0 | 600 | 200 | 400 | 600 | 0 | 0 | 1000 | 1000 | 0 | 0 |  | 0 | PAGUA | 0 | 1000 | 0 | 1053.72 | 4744.1 | 1 | 0.88 | 0.0086299 | 16.4049 | 4.5022 | 0.5 | 3.232
G20 | DARIO_VALENCIA_SAMPER | BOG | b6 | HYDRO | 0 | 24.755 | 0 | 0 | 150 | 50 | 100 | 150 | 0 | 0 | 1000 | 1000 | 0 | 0 |  | 0 | BOGOTA N.R. | 0 | 1000 | 0 | 0 | 0 | 1032 | 0.88 | 8.906 | 8.0779 | 0 | 0.5 | 3
G21 | salto_II | BOG | b6 | HYDRO | 0 | 24.755 | 0 | 0 | 35 | 11.6667 | 23.3333 | 35 | 0 | 0 | 1000 | 1000 | 0 | 0 |  | 0 | BOGOTA N.R. | 0 | 1000 | 0 | 0 | 0 | 1 | 0.88 | 0.0086299 | 3.4155 | 0 | 0.5 | 3
G22 | Termo SierraB | ACH | b8 | ACPM | 0 | 191.716 | 0 | 0 | 353 | 117.6667 | 235.3333 | 353 | 6 | 1 | 120 | 18 | 0 | 1 |  | 1500 |  | 0 | 0 | 0 | 0 |  | 0 | 0 | 0 |  |  | 0.5 | 5.25
G23 | San Carlos | ACH | b8 | HYDRO | 0 | 50.844 | 0 | 0 | 1240 | 413.3333 | 826.6667 | 1240 | 0 | 0 | 1000 | 1000 | 0 | 0 |  | 0 | PUNCHINA | 0 | 1000 | 0 | 41.89 | 65.12 | 1 | 0.88 | 0.0086299 | 5.3375 | 1.5545 | 0.5 | 3.2
G24 | Guatape | ACH | b8 | HYDRO | 0 | 47.007 | 0 | 0 | 560 | 186.6667 | 373.3333 | 560 | 0 | 0 | 1000 | 1000 | 0 | 0 |  | 0 | PENOL | 0 | 1000 | 0 | 1044.02 | 4078.46 | 1 | 0.88 | 0.0086299 | 7.0078 | 3.9065 | 0.5 | 3.6701
G25 | Guatron | ACH | b8 | HYDRO | 0 | 56.186 | 0 | 0 | 512 | 170.6667 | 341.3333 | 512 |  |  | 1000 | 1000 | 0 | 0 |  | 0 | GUATRON | 0 | 1000 | 0 | 118.48 | 71 | 1 | 0.88 | 0.0086299 | 8.455 | 0.59926 | 0.5 | 4.8111
G26 | Porce | ACH | b8 | HYDRO | 0 | 56.721 | 0 | 0 | 1105 | 368.3333 | 736.6667 | 1105 | 0 | 0 | 1000 | 1000 | 0 | 0 |  | 0 | PORCE | 0 | 1000 | 0 | 219.45 | 247.43 | 1 | 0.88 | 0.0086299 | 3.2159 | 1.1275 | 0.5 | 4.4
G27 | La tasajera | ACH | b8 | HYDRO | 0 | 51.448 | 0 | 0 | 306 | 102 | 204 | 306 | 0 | 0 | 1000 | 1000 | 0 | 0 |  | 0 | GRANDE | 0 | 1000 | 0 | 138.78 | 560.59 | 1 | 0.88 | 0.0086299 | 8.0935 | 4.0394 | 0.5 | 3.9
G28 | Jaguas | ACH | b8 | HYDRO | 0 | 55.951 | 0 | 0 | 170 | 56.6667 | 113.3333 | 170 | 0 | 0 | 1000 | 1000 | 0 | 0 |  | 0 | SAN LORENZO | 0 | 1000 | 0 | 161.86 | 422.91 | 1 | 0.88 | 0.0086299 | 2.3503 | 2.6128 | 0.5 | 3.141
G29 | Playas | ACH | b8 | HYDRO | 0 | 38.727 | 0 | 0 | 207 | 69 | 138 | 207 | 0 | 0 | 1000 | 1000 | 0 | 0 |  | 0 | PLAYAS | 0 | 1000 | 0 | 49.16 | 96.35 | 1 | 0.88 | 0.0086299 | 1.7182 | 1.9599 | 0.5 | 3.1869
G30 | TermoYopal | BCS | b9 | GAS | 0 | 23.421 | 0 | 0 | 90 | 30 | 60 | 90 | 12 | 2 | 6 | 6 | 0 | 2 |  | 7000 |  | 0 | 0 | 0 | 0 |  | 0 | 0 | 0 |  |  | 0.5 | 5.92
G31 | Chivor | BCS | b9 | HYDRO | 0 | 54.273 | 0 | 0 | 1000 | 333.3333 | 666.6667 | 1000 | 0 | 0 | 1000 | 1000 | 0 | 0 |  | 0 | ESMERALDA | 0 | 1000 | 0 | 587.59 | 1112.97 | 1 | 0.88 | 0.0086299 | 6.8736 | 1.8941 | 0.5 | 4.455
G32 | MERILECTRICA | SAR | b10 | GAS | 0 | 170.858 | 0 | 0 | 166 | 55.3333 | 110.6667 | 166 | 6 | 2 | 42 | 42 | 0 | 2 |  | 3800 |  | 0 | 0 | 0 | 0 |  | 0 | 0 | 0 |  |  | 0.5 | 1.4
G33 | TERMOCENTRO | SAR | b10 | DIESEL | 0 | 182.959 | 0 | 0 | 264 | 88 | 176 | 264 | 2 | 0 | 1000 | 1000 | 0 | 0 |  | 900 |  | 0 | 0 | 0 | 0 |  | 0 | 0 | 0 |  |  | 0.5 | 3.145
G34 | Sogamoso | SAR | b10 | HYDRO | 0 | 49.819 | 0 | 0 | 819 | 273 | 546 | 819 | 0 | 0 | 1000 | 1000 | 0 | 0 |  | 0 | TOPOCORO | 0 | 1000 | 0 | 2756.31 | 1003.3 | 1 | 0.88 | 0.0086299 | 1.3103 | 0.364 | 0.5 | 6
G35 | Tasajero | NDS | b11 | COAL | 0 | 47.684 | 0 | 0 | 328 | 109.3333 | 218.6667 | 328 | 24 | 8 | 48 | 24 | 0 | 8 |  | 5000 |  | 0 | 0 | 0 | 0 |  | 0 | 0 | 0 |  |  | 0.5 | 3.9
G36 | Gecelca | CSU | b12 | COAL | 0 | 60.599 | 0 | 0 | 437 | 145.6667 | 291.3333 | 437 | 32 | 24 | 54 | 60 | 0 | 24 |  | 8300 |  | 0 | 0 | 0 | 0 |  | 0 | 0 | 0 |  |  | 0.5 | 3
G37 | Urra | CSU | b12 | HYDRO | 0 | 93.107 | 0 | 0 | 338 | 112.6667 | 225.3333 | 338 | 0 | 0 | 1000 | 1000 | 0 | 0 |  | 0 | URRA | 0 | 1000 | 0 | 1237.91 | 158.45 | 1 | 0.88 | 0.0086299 | 0.4608 | 0.128 | 0.5 | 5.0431
G38 | TermoCandelaría | BOL | b13 | GAS | 0 | 210.571 | 0 | 0 | 314 | 104.6667 | 209.3333 | 314 | 5 | 8 | 1000 | 1000 | 0 | 8 |  | 3600 |  | 0 | 0 | 0 | 0 |  | 0 | 0 | 0 |  |  | 0.5 | 3.145
G39 | Cartagena | BOL | b13 | COMBUSTOLEO | 0 | 275.49 | 0 | 0 | 187 | 62.3333 | 124.6667 | 187 | 48 | 24 | 18 | 18 | 0 | 24 |  | 200 |  | 0 | 0 | 0 | 0 |  | 0 | 0 | 0 |  |  | 0.5 | 3.932
G40 | Flores 1 | ATL | b14 | GAS | 0 | 123.845 | 0 | 0 | 160 | 53.3333 | 106.6667 | 160 | 8 | 4 | 30 | 12 | 0 | 4 |  | 3600 |  | 0 | 0 | 0 | 0 |  | 0 | 0 | 0 |  |  | 0.5 | 6.1
G41 | Flores 4 | ATL | b14 | GAS | 0 | 107.465 | 0 | 0 | 450 | 150 | 300 | 450 | 16 | 4 | 120 | 90 | 0 | 4 |  | 8200 |  | 0 | 0 | 0 | 0 |  | 0 | 0 | 0 |  |  | 0.5 | 4.3659
G42 | Tebsa | ATL | b14 | GAS | 0 | 129.739 | 0 | 0 | 918 | 306 | 612 | 918 | 8 | 8 | 30 | 30 | 0 | 8 |  | 14900 |  | 0 | 0 | 0 | 0 |  | 0 | 0 | 0 |  |  | 0.5 | 5.93
G43 | Guajira | GCM | b15 | COAL | 0 | 87.032 | 0 | 0 | 286 | 95.3333 | 190.6667 | 286 | 24 | 24 | 18 | 9 | 0 | 24 |  | 0 |  | 0 | 0 | 0 | 0 |  | 0 | 0 | 0 |  |  | 0.5 | 3.34
G44 | Termo Norte | GCM | b15 | GAS | 0 | 107.208 | 0 | 0 | 93 | 31 | 62 | 93 | 0 | 0 | 1000 | 1000 | 0 | 0 |  | 0 |  | 0 | 0 | 0 | 0 |  | 0 | 0 | 0 |  |  | 0.5 | 10
G45 | Run-of-the-river | TCH | b3 | HYDRO | 0 | 1000000 | 0 | 0 | 112 | 37.3333 | 74.6667 | 112 | 0 | 0 | 1000 | 1000 | 0 | 0 |  | 0 |  | 0 | 0 | 0 | 0 |  | 0 | 0 | 0 |  |  | 0.5 | 2
G46 | Run-of-the-river | ACH | b8 | HYDRO | 0 | 1000000 | 0 | 0 | 293 | 97.6667 | 195.3333 | 293 | 0 | 0 | 1000 | 1000 | 0 | 0 |  | 0 |  | 0 | 0 | 0 | 0 |  | 0 | 0 | 0 |  |  | 0.5 | 2
G47 | Jepirachi | GCM | b15 | WIND | 0 | 0 | 0 | 0 | 18.42 | 6.14 | 12.28 | 18.42 | 0 | 0 | 1000 | 1000 | 0 | 0 |  | 0 |  | 0 | 0 | 0 | 0 | 0 | 0 | 0 | 0 | 0 | 0
G48 | Celsia Bolivar | BOL | b13 | SOLAR | 0 | 0 | 0 | 0 | 8.06 | 2.6867 | 5.3733 | 8.06 | 0 | 0 | 1000 | 1000 | 0 | 0 |  | 0 |  | 0 | 0 | 0 | 0 | 0 | 0 | 0 | 0 | 0 | 0
G49 | Celsia Yumbo | VAL | b4 | SOLAR | 0 | 0 | 0 | 0 | 9.8 | 3.2667 | 6.5333 | 9.8 | 0 | 0 | 1000 | 1000 | 0 | 0 |  | 0 |  | 0 | 0 | 0 | 0 | 0 | 0 | 0 | 0 | 0 | 0
G50 | El paso | GCM | b15 | SOLAR | 0 | 0 | 0 | 0 | 86.2 | 28.7333 | 57.4667 | 86.2 | 0 | 0 | 1000 | 1000 | 0 | 0 |  | 0 |  | 0 | 0 | 0 | 0 | 0 | 0 | 0 | 0 | 0 | 0
Note on A1: Zuyi Li: Unit name
Note on F1: $
Note on G1: fuel price (USD/MWh)
Note on H1: $/MW2h
Note on I1: Zuyi Li: Minimum real power (DEFAULT: 0; MW)
Note on J1: Zuyi Li: Maximum real power (DEFAULT: 0; MW)
Note on N1: Zuyi Li: minimum on-operation time (hour, >0)
Note on O1: Zuyi Li: maximum off-operation time (hour, >0)
Note on P1: Zuyi Li: ramping up rate (MW/hour)
Note on Q1: Zuyi Li: ramping down rate (MW/hour)
Note on R1: Zuyi Li: initial operating time (hour, >0 ON, <0 OFF)
Note on S1: Zuyi Li: initial operating time (hour, >0 ON, <0 OFF)
Note on T1: Zuyi Li: initial operating MW
Note on U1: Cost start UP en dolares
Note on Z1: Mm3
Note on AE1: MW/m3/s
Note on AG1: Usuario: Reserve capacity
Note on AH1: Usuario: Machine inertia
Note on G7: Cucuana
Note on AE7: Amoya
Note on Z20: Agregado Bogota, Muna, Chuza
Note on Z26: Troneras+miraflores
Note on AE27: Porce III

## SM_map
| b1 | b2 | b3 | b4 | b5 | b6 | b7 | b8 | b9 | b10 | b11 | b12 | b13 | b14 | b15
G1 | 0 | 1 | 0 | 0 | 0 | 0 | 0 | 0 | 0 | 0 | 0 | 0 | 0 | 0 | 0
G2 | 0 | 1 | 0 | 0 | 0 | 0 | 0 | 0 | 0 | 0 | 0 | 0 | 0 | 0 | 0
G3 | 0 | 0 | 1 | 0 | 0 | 0 | 0 | 0 | 0 | 0 | 0 | 0 | 0 | 0 | 0
G4 | 0 | 0 | 1 | 0 | 0 | 0 | 0 | 0 | 0 | 0 | 0 | 0 | 0 | 0 | 0
G5 | 0 | 0 | 1 | 0 | 0 | 0 | 0 | 0 | 0 | 0 | 0 | 0 | 0 | 0 | 0
G6 | 0 | 0 | 1 | 0 | 0 | 0 | 0 | 0 | 0 | 0 | 0 | 0 | 0 | 0 | 0
G7 | 0 | 0 | 0 | 1 | 0 | 0 | 0 | 0 | 0 | 0 | 0 | 0 | 0 | 0 | 0
G8 | 0 | 0 | 0 | 1 | 0 | 0 | 0 | 0 | 0 | 0 | 0 | 0 | 0 | 0 | 0
G9 | 0 | 0 | 0 | 1 | 0 | 0 | 0 | 0 | 0 | 0 | 0 | 0 | 0 | 0 | 0
G10 | 0 | 0 | 0 | 1 | 0 | 0 | 0 | 0 | 0 | 0 | 0 | 0 | 0 | 0 | 0
G11 | 0 | 0 | 0 | 1 | 0 | 0 | 0 | 0 | 0 | 0 | 0 | 0 | 0 | 0 | 0
G12 | 0 | 0 | 0 | 0 | 1 | 0 | 0 | 0 | 0 | 0 | 0 | 0 | 0 | 0 | 0
G13 | 0 | 0 | 0 | 0 | 1 | 0 | 0 | 0 | 0 | 0 | 0 | 0 | 0 | 0 | 0
G14 | 0 | 0 | 0 | 0 | 1 | 0 | 0 | 0 | 0 | 0 | 0 | 0 | 0 | 0 | 0
G15 | 0 | 0 | 0 | 0 | 0 | 1 | 0 | 0 | 0 | 0 | 0 | 0 | 0 | 0 | 0
G16 | 0 | 0 | 0 | 0 | 0 | 1 | 0 | 0 | 0 | 0 | 0 | 0 | 0 | 0 | 0
G17 | 0 | 0 | 0 | 0 | 0 | 1 | 0 | 0 | 0 | 0 | 0 | 0 | 0 | 0 | 0
G18 | 0 | 0 | 0 | 0 | 0 | 1 | 0 | 0 | 0 | 0 | 0 | 0 | 0 | 0 | 0
G19 | 0 | 0 | 0 | 0 | 0 | 1 | 0 | 0 | 0 | 0 | 0 | 0 | 0 | 0 | 0
G20 | 0 | 0 | 0 | 0 | 0 | 1 | 0 | 0 | 0 | 0 | 0 | 0 | 0 | 0 | 0
G21 | 0 | 0 | 0 | 0 | 0 | 1 | 0 | 0 | 0 | 0 | 0 | 0 | 0 | 0 | 0
G22 | 0 | 0 | 0 | 0 | 0 | 0 | 0 | 1 | 0 | 0 | 0 | 0 | 0 | 0 | 0
G23 | 0 | 0 | 0 | 0 | 0 | 0 | 0 | 1 | 0 | 0 | 0 | 0 | 0 | 0 | 0
G24 | 0 | 0 | 0 | 0 | 0 | 0 | 0 | 1 | 0 | 0 | 0 | 0 | 0 | 0 | 0
G25 | 0 | 0 | 0 | 0 | 0 | 0 | 0 | 1 | 0 | 0 | 0 | 0 | 0 | 0 | 0
G26 | 0 | 0 | 0 | 0 | 0 | 0 | 0 | 1 | 0 | 0 | 0 | 0 | 0 | 0 | 0
G27 | 0 | 0 | 0 | 0 | 0 | 0 | 0 | 1 | 0 | 0 | 0 | 0 | 0 | 0 | 0
G28 | 0 | 0 | 0 | 0 | 0 | 0 | 0 | 1 | 0 | 0 | 0 | 0 | 0 | 0 | 0
G29 | 0 | 0 | 0 | 0 | 0 | 0 | 0 | 1 | 0 | 0 | 0 | 0 | 0 | 0 | 0
G30 | 0 | 0 | 0 | 0 | 0 | 0 | 0 | 0 | 1 | 0 | 0 | 0 | 0 | 0 | 0
G31 | 0 | 0 | 0 | 0 | 0 | 0 | 0 | 0 | 1 | 0 | 0 | 0 | 0 | 0 | 0
G32 | 0 | 0 | 0 | 0 | 0 | 0 | 0 | 0 | 0 | 1 | 0 | 0 | 0 | 0 | 0
G33 | 0 | 0 | 0 | 0 | 0 | 0 | 0 | 0 | 0 | 1 | 0 | 0 | 0 | 0 | 0
G34 | 0 | 0 | 0 | 0 | 0 | 0 | 0 | 0 | 0 | 1 | 0 | 0 | 0 | 0 | 0
G35 | 0 | 0 | 0 | 0 | 0 | 0 | 0 | 0 | 0 | 0 | 1 | 0 | 0 | 0 | 0
G36 | 0 | 0 | 0 | 0 | 0 | 0 | 0 | 0 | 0 | 0 | 0 | 1 | 0 | 0 | 0
G37 | 0 | 0 | 0 | 0 | 0 | 0 | 0 | 0 | 0 | 0 | 0 | 1 | 0 | 0 | 0
G38 | 0 | 0 | 0 | 0 | 0 | 0 | 0 | 0 | 0 | 0 | 0 | 0 | 1 | 0 | 0
G39 | 0 | 0 | 0 | 0 | 0 | 0 | 0 | 0 | 0 | 0 | 0 | 0 | 1 | 0 | 0
G40 | 0 | 0 | 0 | 0 | 0 | 0 | 0 | 0 | 0 | 0 | 0 | 0 | 0 | 1 | 0
G41 | 0 | 0 | 0 | 0 | 0 | 0 | 0 | 0 | 0 | 0 | 0 | 0 | 0 | 1 | 0
G42 | 0 | 0 | 0 | 0 | 0 | 0 | 0 | 0 | 0 | 0 | 0 | 0 | 0 | 1 | 0
G43 | 0 | 0 | 0 | 0 | 0 | 0 | 0 | 0 | 0 | 0 | 0 | 0 | 0 | 0 | 1
G44 | 0 | 0 | 0 | 0 | 0 | 0 | 0 | 0 | 0 | 0 | 0 | 0 | 0 | 0 | 1
G45 | 0 | 0 | 1 | 0 | 0 | 0 | 0 | 0 | 0 | 0 | 0 | 0 | 0 | 0 | 0
G46 | 0 | 0 | 0 | 0 | 0 | 0 | 0 | 1 | 0 | 0 | 0 | 0 | 0 | 0 | 0
G47 | 0 | 0 | 0 | 0 | 0 | 0 | 0 | 0 | 0 | 0 | 0 | 0 | 0 | 0 | 1
G48 | 0 | 0 | 0 | 0 | 0 | 0 | 0 | 0 | 0 | 0 | 0 | 0 | 1 | 0 | 0
G49 | 0 | 0 | 0 | 1 | 0 | 0 | 0 | 0 | 0 | 0 | 0 | 0 | 0 | 0 | 0
G50 | 0 | 0 | 0 | 0 | 0 | 0 | 0 | 0 | 0 | 0 | 0 | 0 | 0 | 0 | 1

## Renewable
| G47 | G48 | G49 | G50
1 | 10.97 | 0 | 0 | 0
2 | 9.1 | 0 | 0 | 0
3 | 11.42 | 0 | 0 | 0
4 | 10.78 | 0 | 0 | 0
5 | 8.96 | 0 | 0 | 0
6 | 7.17 | 0.0175 | 0 | 0.20897
7 | 5.88 | 0.37341 | 0.028971 | 8.0676
8 | 3.67 | 1.7867 | 0.34431 | 26.4272
9 | 6.38 | 3.4684 | 1.3415 | 38.4595
10 | 4.35 | 4.8485 | 2.726 | 44.3712
11 | 7.22 | 5.566 | 3.3718 | 47.9379
12 | 9.74 | 5.5605 | 3.6749 | 48.0089
13 | 9.89 | 5.4567 | 3.631 | 47.7301
14 | 9.15 | 5.1674 | 3.3231 | 45.0873
15 | 11.38 | 4.1951 | 2.5384 | 43.2263
16 | 13.74 | 3.0895 | 1.5611 | 37.6504
17 | 14.86 | 1.7123 | 0.68551 | 20.9712
18 | 13.88 | 0.45541 | 0.073895 | 3.275
19 | 13.85 | 0.035198 | 0 | 0
20 | 12.09 | 0 | 0 | 0
21 | 11.98 | 0 | 0 | 0
22 | 11.79 | 0 | 0 | 0
23 | 11.78 | 0 | 0 | 0
24 | 12.27 | 0 | 0 | 0
25 | 10.97 | 0 | 0 | 0
26 | 9.1 | 0 | 0 | 0
27 | 11.42 | 0 | 0 | 0
28 | 10.78 | 0 | 0 | 0
29 | 8.96 | 0 | 0 | 0
30 | 7.17 | 0.0175 | 0 | 0.20897
31 | 5.88 | 0.37341 | 0.028971 | 8.0676
32 | 3.67 | 1.7867 | 0.34431 | 26.4272
33 | 6.38 | 3.4684 | 1.3415 | 38.4595
34 | 4.35 | 4.8485 | 2.726 | 44.3712
35 | 7.22 | 5.566 | 3.3718 | 47.9379
36 | 9.74 | 5.5605 | 3.6749 | 48.0089
37 | 9.89 | 5.4567 | 3.631 | 47.7301
38 | 9.15 | 5.1674 | 3.3231 | 45.0873
39 | 11.38 | 4.1951 | 2.5384 | 43.2263
40 | 13.74 | 3.0895 | 1.5611 | 37.6504
41 | 14.86 | 1.7123 | 0.68551 | 20.9712
42 | 13.88 | 0.45541 | 0.073895 | 3.275
43 | 13.85 | 0.035198 | 0 | 0
44 | 12.09 | 0 | 0 | 0
45 | 11.98 | 0 | 0 | 0
46 | 11.79 | 0 | 0 | 0
47 | 11.78 | 0 | 0 | 0
48 | 12.27 | 0 | 0 | 0
49 | 10.97 | 0 | 0 | 0
50 | 9.1 | 0 | 0 | 0
51 | 11.42 | 0 | 0 | 0
52 | 10.78 | 0 | 0 | 0
53 | 8.96 | 0 | 0 | 0
54 | 7.17 | 0.0175 | 0 | 0.20897
55 | 5.88 | 0.37341 | 0.028971 | 8.0676
56 | 3.67 | 1.7867 | 0.34431 | 26.4272
57 | 6.38 | 3.4684 | 1.3415 | 38.4595
58 | 4.35 | 4.8485 | 2.726 | 44.3712
59 | 7.22 | 5.566 | 3.3718 | 47.9379
60 | 9.74 | 5.5605 | 3.6749 | 48.0089
61 | 9.89 | 5.4567 | 3.631 | 47.7301
62 | 9.15 | 5.1674 | 3.3231 | 45.0873
63 | 11.38 | 4.1951 | 2.5384 | 43.2263
64 | 13.74 | 3.0895 | 1.5611 | 37.6504
65 | 14.86 | 1.7123 | 0.68551 | 20.9712
66 | 13.88 | 0.45541 | 0.073895 | 3.275
67 | 13.85 | 0.035198 | 0 | 0
68 | 12.09 | 0 | 0 | 0
69 | 11.98 | 0 | 0 | 0
70 | 11.79 | 0 | 0 | 0
71 | 11.78 | 0 | 0 | 0
72 | 12.27 | 0 | 0 | 0
73 | 10.97 | 0 | 0 | 0
74 | 9.1 | 0 | 0 | 0
75 | 11.42 | 0 | 0 | 0
76 | 10.78 | 0 | 0 | 0
77 | 8.96 | 0 | 0 | 0
78 | 7.17 | 0.0175 | 0 | 0.20897
79 | 5.88 | 0.37341 | 0.028971 | 8.0676
80 | 3.67 | 1.7867 | 0.34431 | 26.4272
81 | 6.38 | 3.4684 | 1.3415 | 38.4595
82 | 4.35 | 4.8485 | 2.726 | 44.3712
83 | 7.22 | 5.566 | 3.3718 | 47.9379
84 | 9.74 | 5.5605 | 3.6749 | 48.0089
85 | 9.89 | 5.4567 | 3.631 | 47.7301
86 | 9.15 | 5.1674 | 3.3231 | 45.0873
87 | 11.38 | 4.1951 | 2.5384 | 43.2263
88 | 13.74 | 3.0895 | 1.5611 | 37.6504
89 | 14.86 | 1.7123 | 0.68551 | 20.9712
90 | 13.88 | 0.45541 | 0.073895 | 3.275
91 | 13.85 | 0.035198 | 0 | 0
92 | 12.09 | 0 | 0 | 0
93 | 11.98 | 0 | 0 | 0
94 | 11.79 | 0 | 0 | 0
95 | 11.78 | 0 | 0 | 0
96 | 12.27 | 0 | 0 | 0
97 | 10.97 | 0 | 0 | 0
98 | 9.1 | 0 | 0 | 0
99 | 11.42 | 0 | 0 | 0
100 | 10.78 | 0 | 0 | 0
101 | 8.96 | 0 | 0 | 0
102 | 7.17 | 0.0175 | 0 | 0.20897
103 | 5.88 | 0.37341 | 0.028971 | 8.0676
104 | 3.67 | 1.7867 | 0.34431 | 26.4272
105 | 6.38 | 3.4684 | 1.3415 | 38.4595
106 | 4.35 | 4.8485 | 2.726 | 44.3712
107 | 7.22 | 5.566 | 3.3718 | 47.9379
108 | 9.74 | 5.5605 | 3.6749 | 48.0089
109 | 9.89 | 5.4567 | 3.631 | 47.7301
110 | 9.15 | 5.1674 | 3.3231 | 45.0873
111 | 11.38 | 4.1951 | 2.5384 | 43.2263
112 | 13.74 | 3.0895 | 1.5611 | 37.6504
113 | 14.86 | 1.7123 | 0.68551 | 20.9712
114 | 13.88 | 0.45541 | 0.073895 | 3.275
115 | 13.85 | 0.035198 | 0 | 0
116 | 12.09 | 0 | 0 | 0
117 | 11.98 | 0 | 0 | 0
118 | 11.79 | 0 | 0 | 0
119 | 11.78 | 0 | 0 | 0
120 | 12.27 | 0 | 0 | 0
121 | 10.97 | 0 | 0 | 0
122 | 9.1 | 0 | 0 | 0
123 | 11.42 | 0 | 0 | 0
124 | 10.78 | 0 | 0 | 0
125 | 8.96 | 0 | 0 | 0
126 | 7.17 | 0.0175 | 0 | 0.20897
127 | 5.88 | 0.37341 | 0.028971 | 8.0676
128 | 3.67 | 1.7867 | 0.34431 | 26.4272
129 | 6.38 | 3.4684 | 1.3415 | 38.4595
130 | 4.35 | 4.8485 | 2.726 | 44.3712
131 | 7.22 | 5.566 | 3.3718 | 47.9379
132 | 9.74 | 5.5605 | 3.6749 | 48.0089
133 | 9.89 | 5.4567 | 3.631 | 47.7301
134 | 9.15 | 5.1674 | 3.3231 | 45.0873
135 | 11.38 | 4.1951 | 2.5384 | 43.2263
136 | 13.74 | 3.0895 | 1.5611 | 37.6504
137 | 14.86 | 1.7123 | 0.68551 | 20.9712
138 | 13.88 | 0.45541 | 0.073895 | 3.275
139 | 13.85 | 0.035198 | 0 | 0
140 | 12.09 | 0 | 0 | 0
141 | 11.98 | 0 | 0 | 0
142 | 11.79 | 0 | 0 | 0
143 | 11.78 | 0 | 0 | 0
144 | 12.27 | 0 | 0 | 0
145 | 10.97 | 0 | 0 | 0
146 | 9.1 | 0 | 0 | 0
147 | 11.42 | 0 | 0 | 0
148 | 10.78 | 0 | 0 | 0
149 | 8.96 | 0 | 0 | 0
150 | 7.17 | 0.0175 | 0 | 0.20897
151 | 5.88 | 0.37341 | 0.028971 | 8.0676
152 | 3.67 | 1.7867 | 0.34431 | 26.4272
153 | 6.38 | 3.4684 | 1.3415 | 38.4595
154 | 4.35 | 4.8485 | 2.726 | 44.3712
155 | 7.22 | 5.566 | 3.3718 | 47.9379
156 | 9.74 | 5.5605 | 3.6749 | 48.0089
157 | 9.89 | 5.4567 | 3.631 | 47.7301
158 | 9.15 | 5.1674 | 3.3231 | 45.0873
159 | 11.38 | 4.1951 | 2.5384 | 43.2263
160 | 13.74 | 3.0895 | 1.5611 | 37.6504
161 | 14.86 | 1.7123 | 0.68551 | 20.9712
162 | 13.88 | 0.45541 | 0.073895 | 3.275
163 | 13.85 | 0.035198 | 0 | 0
164 | 12.09 | 0 | 0 | 0
165 | 11.98 | 0 | 0 | 0
166 | 11.79 | 0 | 0 | 0
167 | 11.78 | 0 | 0 | 0
168 | 12.27 | 0 | 0 | 0
169 | 10.97 | 0 | 0 | 0
170 | 9.1 | 0 | 0 | 0
171 | 11.42 | 0 | 0 | 0
172 | 10.78 | 0 | 0 | 0
173 | 8.96 | 0 | 0 | 0
174 | 7.17 | 0.0175 | 0 | 0.20897
175 | 5.88 | 0.37341 | 0.028971 | 8.0676
176 | 3.67 | 1.7867 | 0.34431 | 26.4272
177 | 6.38 | 3.4684 | 1.3415 | 38.4595
178 | 4.35 | 4.8485 | 2.726 | 44.3712
179 | 7.22 | 5.566 | 3.3718 | 47.9379
180 | 9.74 | 5.5605 | 3.6749 | 48.0089
181 | 9.89 | 5.4567 | 3.631 | 47.7301
182 | 9.15 | 5.1674 | 3.3231 | 45.0873
183 | 11.38 | 4.1951 | 2.5384 | 43.2263
184 | 13.74 | 3.0895 | 1.5611 | 37.6504
185 | 14.86 | 1.7123 | 0.68551 | 20.9712
186 | 13.88 | 0.45541 | 0.073895 | 3.275
187 | 13.85 | 0.035198 | 0 | 0
188 | 12.09 | 0 | 0 | 0
189 | 11.98 | 0 | 0 | 0
190 | 11.79 | 0 | 0 | 0
191 | 11.78 | 0 | 0 | 0
192 | 12.27 | 0 | 0 | 0
193 | 10.97 | 0 | 0 | 0
194 | 9.1 | 0 | 0 | 0
195 | 11.42 | 0 | 0 | 0
196 | 10.78 | 0 | 0 | 0
197 | 8.96 | 0 | 0 | 0
198 | 7.17 | 0.0175 | 0 | 0.20897
199 | 5.88 | 0.37341 | 0.028971 | 8.0676
200 | 3.67 | 1.7867 | 0.34431 | 26.4272
201 | 6.38 | 3.4684 | 1.3415 | 38.4595
202 | 4.35 | 4.8485 | 2.726 | 44.3712
203 | 7.22 | 5.566 | 3.3718 | 47.9379
204 | 9.74 | 5.5605 | 3.6749 | 48.0089
205 | 9.89 | 5.4567 | 3.631 | 47.7301
206 | 9.15 | 5.1674 | 3.3231 | 45.0873
207 | 11.38 | 4.1951 | 2.5384 | 43.2263
208 | 13.74 | 3.0895 | 1.5611 | 37.6504
209 | 14.86 | 1.7123 | 0.68551 | 20.9712
210 | 13.88 | 0.45541 | 0.073895 | 3.275
211 | 13.85 | 0.035198 | 0 | 0
212 | 12.09 | 0 | 0 | 0
213 | 11.98 | 0 | 0 | 0
214 | 11.79 | 0 | 0 | 0
215 | 11.78 | 0 | 0 | 0
216 | 12.27 | 0 | 0 | 0
217 | 10.97 | 0 | 0 | 0
218 | 9.1 | 0 | 0 | 0
219 | 11.42 | 0 | 0 | 0
220 | 10.78 | 0 | 0 | 0
221 | 8.96 | 0 | 0 | 0
222 | 7.17 | 0.0175 | 0 | 0.20897
223 | 5.88 | 0.37341 | 0.028971 | 8.0676
224 | 3.67 | 1.7867 | 0.34431 | 26.4272
225 | 6.38 | 3.4684 | 1.3415 | 38.4595
226 | 4.35 | 4.8485 | 2.726 | 44.3712
227 | 7.22 | 5.566 | 3.3718 | 47.9379
228 | 9.74 | 5.5605 | 3.6749 | 48.0089
229 | 9.89 | 5.4567 | 3.631 | 47.7301
230 | 9.15 | 5.1674 | 3.3231 | 45.0873
231 | 11.38 | 4.1951 | 2.5384 | 43.2263
232 | 13.74 | 3.0895 | 1.5611 | 37.6504
233 | 14.86 | 1.7123 | 0.68551 | 20.9712
234 | 13.88 | 0.45541 | 0.073895 | 3.275
235 | 13.85 | 0.035198 | 0 | 0
236 | 12.09 | 0 | 0 | 0
237 | 11.98 | 0 | 0 | 0
238 | 11.79 | 0 | 0 | 0
239 | 11.78 | 0 | 0 | 0
240 | 12.27 | 0 | 0 | 0
241 | 10.97 | 0 | 0 | 0
242 | 9.1 | 0 | 0 | 0
243 | 11.42 | 0 | 0 | 0
244 | 10.78 | 0 | 0 | 0
245 | 8.96 | 0 | 0 | 0
246 | 7.17 | 0.0175 | 0 | 0.20897
247 | 5.88 | 0.37341 | 0.028971 | 8.0676
248 | 3.67 | 1.7867 | 0.34431 | 26.4272
249 | 6.38 | 3.4684 | 1.3415 | 38.4595
250 | 4.35 | 4.8485 | 2.726 | 44.3712
251 | 7.22 | 5.566 | 3.3718 | 47.9379
252 | 9.74 | 5.5605 | 3.6749 | 48.0089
253 | 9.89 | 5.4567 | 3.631 | 47.7301
254 | 9.15 | 5.1674 | 3.3231 | 45.0873
255 | 11.38 | 4.1951 | 2.5384 | 43.2263
256 | 13.74 | 3.0895 | 1.5611 | 37.6504
257 | 14.86 | 1.7123 | 0.68551 | 20.9712
258 | 13.88 | 0.45541 | 0.073895 | 3.275
259 | 13.85 | 0.035198 | 0 | 0
260 | 12.09 | 0 | 0 | 0
261 | 11.98 | 0 | 0 | 0
262 | 11.79 | 0 | 0 | 0
263 | 11.78 | 0 | 0 | 0
264 | 12.27 | 0 | 0 | 0
265 | 10.97 | 0 | 0 | 0
266 | 9.1 | 0 | 0 | 0
267 | 11.42 | 0 | 0 | 0
268 | 10.78 | 0 | 0 | 0
269 | 8.96 | 0 | 0 | 0
270 | 7.17 | 0.0175 | 0 | 0.20897
271 | 5.88 | 0.37341 | 0.028971 | 8.0676
272 | 3.67 | 1.7867 | 0.34431 | 26.4272
273 | 6.38 | 3.4684 | 1.3415 | 38.4595
274 | 4.35 | 4.8485 | 2.726 | 44.3712
275 | 7.22 | 5.566 | 3.3718 | 47.9379
276 | 9.74 | 5.5605 | 3.6749 | 48.0089
277 | 9.89 | 5.4567 | 3.631 | 47.7301
278 | 9.15 | 5.1674 | 3.3231 | 45.0873
279 | 11.38 | 4.1951 | 2.5384 | 43.2263
280 | 13.74 | 3.0895 | 1.5611 | 37.6504
281 | 14.86 | 1.7123 | 0.68551 | 20.9712
282 | 13.88 | 0.45541 | 0.073895 | 3.275
283 | 13.85 | 0.035198 | 0 | 0
284 | 12.09 | 0 | 0 | 0
285 | 11.98 | 0 | 0 | 0
286 | 11.79 | 0 | 0 | 0
287 | 11.78 | 0 | 0 | 0
288 | 12.27 | 0 | 0 | 0
289 | 10.97 | 0 | 0 | 0
290 | 9.1 | 0 | 0 | 0
291 | 11.42 | 0 | 0 | 0
292 | 10.78 | 0 | 0 | 0
293 | 8.96 | 0 | 0 | 0
294 | 7.17 | 0.0175 | 0 | 0.20897
295 | 5.88 | 0.37341 | 0.028971 | 8.0676
296 | 3.67 | 1.7867 | 0.34431 | 26.4272
297 | 6.38 | 3.4684 | 1.3415 | 38.4595
298 | 4.35 | 4.8485 | 2.726 | 44.3712
299 | 7.22 | 5.566 | 3.3718 | 47.9379
300 | 9.74 | 5.5605 | 3.6749 | 48.0089
301 | 9.89 | 5.4567 | 3.631 | 47.7301
302 | 9.15 | 5.1674 | 3.3231 | 45.0873
303 | 11.38 | 4.1951 | 2.5384 | 43.2263
304 | 13.74 | 3.0895 | 1.5611 | 37.6504
305 | 14.86 | 1.7123 | 0.68551 | 20.9712
306 | 13.88 | 0.45541 | 0.073895 | 3.275
307 | 13.85 | 0.035198 | 0 | 0
308 | 12.09 | 0 | 0 | 0
309 | 11.98 | 0 | 0 | 0
310 | 11.79 | 0 | 0 | 0
311 | 11.78 | 0 | 0 | 0
312 | 12.27 | 0 | 0 | 0
313 | 10.97 | 0 | 0 | 0
314 | 9.1 | 0 | 0 | 0
315 | 11.42 | 0 | 0 | 0
316 | 10.78 | 0 | 0 | 0
317 | 8.96 | 0 | 0 | 0
318 | 7.17 | 0.0175 | 0 | 0.20897
319 | 5.88 | 0.37341 | 0.028971 | 8.0676
320 | 3.67 | 1.7867 | 0.34431 | 26.4272
321 | 6.38 | 3.4684 | 1.3415 | 38.4595
322 | 4.35 | 4.8485 | 2.726 | 44.3712
323 | 7.22 | 5.566 | 3.3718 | 47.9379
324 | 9.74 | 5.5605 | 3.6749 | 48.0089
325 | 9.89 | 5.4567 | 3.631 | 47.7301
326 | 9.15 | 5.1674 | 3.3231 | 45.0873
327 | 11.38 | 4.1951 | 2.5384 | 43.2263
328 | 13.74 | 3.0895 | 1.5611 | 37.6504
329 | 14.86 | 1.7123 | 0.68551 | 20.9712
330 | 13.88 | 0.45541 | 0.073895 | 3.275
331 | 13.85 | 0.035198 | 0 | 0
332 | 12.09 | 0 | 0 | 0
333 | 11.98 | 0 | 0 | 0
334 | 11.79 | 0 | 0 | 0
335 | 11.78 | 0 | 0 | 0
336 | 12.27 | 0 | 0 | 0
337 | 10.97 | 0 | 0 | 0
338 | 9.1 | 0 | 0 | 0
339 | 11.42 | 0 | 0 | 0
340 | 10.78 | 0 | 0 | 0
341 | 8.96 | 0 | 0 | 0
342 | 7.17 | 0.0175 | 0 | 0.20897
343 | 5.88 | 0.37341 | 0.028971 | 8.0676
344 | 3.67 | 1.7867 | 0.34431 | 26.4272
345 | 6.38 | 3.4684 | 1.3415 | 38.4595
346 | 4.35 | 4.8485 | 2.726 | 44.3712
347 | 7.22 | 5.566 | 3.3718 | 47.9379
348 | 9.74 | 5.5605 | 3.6749 | 48.0089
349 | 9.89 | 5.4567 | 3.631 | 47.7301
350 | 9.15 | 5.1674 | 3.3231 | 45.0873
351 | 11.38 | 4.1951 | 2.5384 | 43.2263
352 | 13.74 | 3.0895 | 1.5611 | 37.6504
353 | 14.86 | 1.7123 | 0.68551 | 20.9712
354 | 13.88 | 0.45541 | 0.073895 | 3.275
355 | 13.85 | 0.035198 | 0 | 0
356 | 12.09 | 0 | 0 | 0
357 | 11.98 | 0 | 0 | 0
358 | 11.79 | 0 | 0 | 0
359 | 11.78 | 0 | 0 | 0
360 | 12.27 | 0 | 0 | 0
361 | 10.97 | 0 | 0 | 0
362 | 9.1 | 0 | 0 | 0
363 | 11.42 | 0 | 0 | 0
364 | 10.78 | 0 | 0 | 0
365 | 8.96 | 0 | 0 | 0
366 | 7.17 | 0.0175 | 0 | 0.20897
367 | 5.88 | 0.37341 | 0.028971 | 8.0676
368 | 3.67 | 1.7867 | 0.34431 | 26.4272
369 | 6.38 | 3.4684 | 1.3415 | 38.4595
370 | 4.35 | 4.8485 | 2.726 | 44.3712
371 | 7.22 | 5.566 | 3.3718 | 47.9379
372 | 9.74 | 5.5605 | 3.6749 | 48.0089
373 | 9.89 | 5.4567 | 3.631 | 47.7301
374 | 9.15 | 5.1674 | 3.3231 | 45.0873
375 | 11.38 | 4.1951 | 2.5384 | 43.2263
376 | 13.74 | 3.0895 | 1.5611 | 37.6504
377 | 14.86 | 1.7123 | 0.68551 | 20.9712
378 | 13.88 | 0.45541 | 0.073895 | 3.275
379 | 13.85 | 0.035198 | 0 | 0
380 | 12.09 | 0 | 0 | 0
381 | 11.98 | 0 | 0 | 0
382 | 11.79 | 0 | 0 | 0
383 | 11.78 | 0 | 0 | 0
384 | 12.27 | 0 | 0 | 0
385 | 10.97 | 0 | 0 | 0
386 | 9.1 | 0 | 0 | 0
387 | 11.42 | 0 | 0 | 0
388 | 10.78 | 0 | 0 | 0
389 | 8.96 | 0 | 0 | 0
390 | 7.17 | 0.0175 | 0 | 0.20897
391 | 5.88 | 0.37341 | 0.028971 | 8.0676
392 | 3.67 | 1.7867 | 0.34431 | 26.4272
393 | 6.38 | 3.4684 | 1.3415 | 38.4595
394 | 4.35 | 4.8485 | 2.726 | 44.3712
395 | 7.22 | 5.566 | 3.3718 | 47.9379
396 | 9.74 | 5.5605 | 3.6749 | 48.0089
397 | 9.89 | 5.4567 | 3.631 | 47.7301
398 | 9.15 | 5.1674 | 3.3231 | 45.0873
399 | 11.38 | 4.1951 | 2.5384 | 43.2263
400 | 13.74 | 3.0895 | 1.5611 | 37.6504
401 | 14.86 | 1.7123 | 0.68551 | 20.9712
402 | 13.88 | 0.45541 | 0.073895 | 3.275
403 | 13.85 | 0.035198 | 0 | 0
404 | 12.09 | 0 | 0 | 0
405 | 11.98 | 0 | 0 | 0
406 | 11.79 | 0 | 0 | 0
407 | 11.78 | 0 | 0 | 0
408 | 12.27 | 0 | 0 | 0
409 | 10.97 | 0 | 0 | 0
410 | 9.1 | 0 | 0 | 0
411 | 11.42 | 0 | 0 | 0
412 | 10.78 | 0 | 0 | 0
413 | 8.96 | 0 | 0 | 0
414 | 7.17 | 0.0175 | 0 | 0.20897
415 | 5.88 | 0.37341 | 0.028971 | 8.0676
416 | 3.67 | 1.7867 | 0.34431 | 26.4272
417 | 6.38 | 3.4684 | 1.3415 | 38.4595
418 | 4.35 | 4.8485 | 2.726 | 44.3712
419 | 7.22 | 5.566 | 3.3718 | 47.9379
420 | 9.74 | 5.5605 | 3.6749 | 48.0089
421 | 9.89 | 5.4567 | 3.631 | 47.7301
422 | 9.15 | 5.1674 | 3.3231 | 45.0873
423 | 11.38 | 4.1951 | 2.5384 | 43.2263
424 | 13.74 | 3.0895 | 1.5611 | 37.6504
425 | 14.86 | 1.7123 | 0.68551 | 20.9712
426 | 13.88 | 0.45541 | 0.073895 | 3.275
427 | 13.85 | 0.035198 | 0 | 0
428 | 12.09 | 0 | 0 | 0
429 | 11.98 | 0 | 0 | 0
430 | 11.79 | 0 | 0 | 0
431 | 11.78 | 0 | 0 | 0
432 | 12.27 | 0 | 0 | 0
433 | 10.97 | 0 | 0 | 0
434 | 9.1 | 0 | 0 | 0
435 | 11.42 | 0 | 0 | 0
436 | 10.78 | 0 | 0 | 0
437 | 8.96 | 0 | 0 | 0
438 | 7.17 | 0.0175 | 0 | 0.20897
439 | 5.88 | 0.37341 | 0.028971 | 8.0676
440 | 3.67 | 1.7867 | 0.34431 | 26.4272
441 | 6.38 | 3.4684 | 1.3415 | 38.4595
442 | 4.35 | 4.8485 | 2.726 | 44.3712
443 | 7.22 | 5.566 | 3.3718 | 47.9379
444 | 9.74 | 5.5605 | 3.6749 | 48.0089
445 | 9.89 | 5.4567 | 3.631 | 47.7301
446 | 9.15 | 5.1674 | 3.3231 | 45.0873
447 | 11.38 | 4.1951 | 2.5384 | 43.2263
448 | 13.74 | 3.0895 | 1.5611 | 37.6504
449 | 14.86 | 1.7123 | 0.68551 | 20.9712
450 | 13.88 | 0.45541 | 0.073895 | 3.275
451 | 13.85 | 0.035198 | 0 | 0
452 | 12.09 | 0 | 0 | 0
453 | 11.98 | 0 | 0 | 0
454 | 11.79 | 0 | 0 | 0
455 | 11.78 | 0 | 0 | 0
456 | 12.27 | 0 | 0 | 0
457 | 10.97 | 0 | 0 | 0
458 | 9.1 | 0 | 0 | 0
459 | 11.42 | 0 | 0 | 0
460 | 10.78 | 0 | 0 | 0
461 | 8.96 | 0 | 0 | 0
462 | 7.17 | 0.0175 | 0 | 0.20897
463 | 5.88 | 0.37341 | 0.028971 | 8.0676
464 | 3.67 | 1.7867 | 0.34431 | 26.4272
465 | 6.38 | 3.4684 | 1.3415 | 38.4595
466 | 4.35 | 4.8485 | 2.726 | 44.3712
467 | 7.22 | 5.566 | 3.3718 | 47.9379
468 | 9.74 | 5.5605 | 3.6749 | 48.0089
469 | 9.89 | 5.4567 | 3.631 | 47.7301
470 | 9.15 | 5.1674 | 3.3231 | 45.0873
471 | 11.38 | 4.1951 | 2.5384 | 43.2263
472 | 13.74 | 3.0895 | 1.5611 | 37.6504
473 | 14.86 | 1.7123 | 0.68551 | 20.9712
474 | 13.88 | 0.45541 | 0.073895 | 3.275
475 | 13.85 | 0.035198 | 0 | 0
476 | 12.09 | 0 | 0 | 0
477 | 11.98 | 0 | 0 | 0
478 | 11.79 | 0 | 0 | 0
479 | 11.78 | 0 | 0 | 0
480 | 12.27 | 0 | 0 | 0
481 | 10.97 | 0 | 0 | 0
482 | 9.1 | 0 | 0 | 0
483 | 11.42 | 0 | 0 | 0
484 | 10.78 | 0 | 0 | 0
485 | 8.96 | 0 | 0 | 0
486 | 7.17 | 0.0175 | 0 | 0.20897
487 | 5.88 | 0.37341 | 0.028971 | 8.0676
488 | 3.67 | 1.7867 | 0.34431 | 26.4272
489 | 6.38 | 3.4684 | 1.3415 | 38.4595
490 | 4.35 | 4.8485 | 2.726 | 44.3712
491 | 7.22 | 5.566 | 3.3718 | 47.9379
492 | 9.74 | 5.5605 | 3.6749 | 48.0089
493 | 9.89 | 5.4567 | 3.631 | 47.7301
494 | 9.15 | 5.1674 | 3.3231 | 45.0873
495 | 11.38 | 4.1951 | 2.5384 | 43.2263
496 | 13.74 | 3.0895 | 1.5611 | 37.6504
497 | 14.86 | 1.7123 | 0.68551 | 20.9712
498 | 13.88 | 0.45541 | 0.073895 | 3.275
499 | 13.85 | 0.035198 | 0 | 0
500 | 12.09 | 0 | 0 | 0
501 | 11.98 | 0 | 0 | 0
502 | 11.79 | 0 | 0 | 0
503 | 11.78 | 0 | 0 | 0
504 | 12.27 | 0 | 0 | 0
505 | 10.97 | 0 | 0 | 0
506 | 9.1 | 0 | 0 | 0
507 | 11.42 | 0 | 0 | 0
508 | 10.78 | 0 | 0 | 0
509 | 8.96 | 0 | 0 | 0
510 | 7.17 | 0.0175 | 0 | 0.20897
511 | 5.88 | 0.37341 | 0.028971 | 8.0676
512 | 3.67 | 1.7867 | 0.34431 | 26.4272
513 | 6.38 | 3.4684 | 1.3415 | 38.4595
514 | 4.35 | 4.8485 | 2.726 | 44.3712
515 | 7.22 | 5.566 | 3.3718 | 47.9379
516 | 9.74 | 5.5605 | 3.6749 | 48.0089
517 | 9.89 | 5.4567 | 3.631 | 47.7301
518 | 9.15 | 5.1674 | 3.3231 | 45.0873
519 | 11.38 | 4.1951 | 2.5384 | 43.2263
520 | 13.74 | 3.0895 | 1.5611 | 37.6504
521 | 14.86 | 1.7123 | 0.68551 | 20.9712
522 | 13.88 | 0.45541 | 0.073895 | 3.275
523 | 13.85 | 0.035198 | 0 | 0
524 | 12.09 | 0 | 0 | 0
525 | 11.98 | 0 | 0 | 0
526 | 11.79 | 0 | 0 | 0
527 | 11.78 | 0 | 0 | 0
528 | 12.27 | 0 | 0 | 0
529 | 10.97 | 0 | 0 | 0
530 | 9.1 | 0 | 0 | 0
531 | 11.42 | 0 | 0 | 0
532 | 10.78 | 0 | 0 | 0
533 | 8.96 | 0 | 0 | 0
534 | 7.17 | 0.0175 | 0 | 0.20897
535 | 5.88 | 0.37341 | 0.028971 | 8.0676
536 | 3.67 | 1.7867 | 0.34431 | 26.4272
537 | 6.38 | 3.4684 | 1.3415 | 38.4595
538 | 4.35 | 4.8485 | 2.726 | 44.3712
539 | 7.22 | 5.566 | 3.3718 | 47.9379
540 | 9.74 | 5.5605 | 3.6749 | 48.0089
541 | 9.89 | 5.4567 | 3.631 | 47.7301
542 | 9.15 | 5.1674 | 3.3231 | 45.0873
543 | 11.38 | 4.1951 | 2.5384 | 43.2263
544 | 13.74 | 3.0895 | 1.5611 | 37.6504
545 | 14.86 | 1.7123 | 0.68551 | 20.9712
546 | 13.88 | 0.45541 | 0.073895 | 3.275
547 | 13.85 | 0.035198 | 0 | 0
548 | 12.09 | 0 | 0 | 0
549 | 11.98 | 0 | 0 | 0
550 | 11.79 | 0 | 0 | 0
551 | 11.78 | 0 | 0 | 0
552 | 12.27 | 0 | 0 | 0
553 | 10.97 | 0 | 0 | 0
554 | 9.1 | 0 | 0 | 0
555 | 11.42 | 0 | 0 | 0
556 | 10.78 | 0 | 0 | 0
557 | 8.96 | 0 | 0 | 0
558 | 7.17 | 0.0175 | 0 | 0.20897
559 | 5.88 | 0.37341 | 0.028971 | 8.0676
560 | 3.67 | 1.7867 | 0.34431 | 26.4272
561 | 6.38 | 3.4684 | 1.3415 | 38.4595
562 | 4.35 | 4.8485 | 2.726 | 44.3712
563 | 7.22 | 5.566 | 3.3718 | 47.9379
564 | 9.74 | 5.5605 | 3.6749 | 48.0089
565 | 9.89 | 5.4567 | 3.631 | 47.7301
566 | 9.15 | 5.1674 | 3.3231 | 45.0873
567 | 11.38 | 4.1951 | 2.5384 | 43.2263
568 | 13.74 | 3.0895 | 1.5611 | 37.6504
569 | 14.86 | 1.7123 | 0.68551 | 20.9712
570 | 13.88 | 0.45541 | 0.073895 | 3.275
571 | 13.85 | 0.035198 | 0 | 0
572 | 12.09 | 0 | 0 | 0
573 | 11.98 | 0 | 0 | 0
574 | 11.79 | 0 | 0 | 0
575 | 11.78 | 0 | 0 | 0
576 | 12.27 | 0 | 0 | 0
577 | 10.97 | 0 | 0 | 0
578 | 9.1 | 0 | 0 | 0
579 | 11.42 | 0 | 0 | 0
580 | 10.78 | 0 | 0 | 0
581 | 8.96 | 0 | 0 | 0
582 | 7.17 | 0.0175 | 0 | 0.20897
583 | 5.88 | 0.37341 | 0.028971 | 8.0676
584 | 3.67 | 1.7867 | 0.34431 | 26.4272
585 | 6.38 | 3.4684 | 1.3415 | 38.4595
586 | 4.35 | 4.8485 | 2.726 | 44.3712
587 | 7.22 | 5.566 | 3.3718 | 47.9379
588 | 9.74 | 5.5605 | 3.6749 | 48.0089
589 | 9.89 | 5.4567 | 3.631 | 47.7301
590 | 9.15 | 5.1674 | 3.3231 | 45.0873
591 | 11.38 | 4.1951 | 2.5384 | 43.2263
592 | 13.74 | 3.0895 | 1.5611 | 37.6504
593 | 14.86 | 1.7123 | 0.68551 | 20.9712
594 | 13.88 | 0.45541 | 0.073895 | 3.275
595 | 13.85 | 0.035198 | 0 | 0
596 | 12.09 | 0 | 0 | 0
597 | 11.98 | 0 | 0 | 0
598 | 11.79 | 0 | 0 | 0
599 | 11.78 | 0 | 0 | 0
600 | 12.27 | 0 | 0 | 0
601 | 10.97 | 0 | 0 | 0
602 | 9.1 | 0 | 0 | 0
603 | 11.42 | 0 | 0 | 0
604 | 10.78 | 0 | 0 | 0
605 | 8.96 | 0 | 0 | 0
606 | 7.17 | 0.0175 | 0 | 0.20897
607 | 5.88 | 0.37341 | 0.028971 | 8.0676
608 | 3.67 | 1.7867 | 0.34431 | 26.4272
609 | 6.38 | 3.4684 | 1.3415 | 38.4595
610 | 4.35 | 4.8485 | 2.726 | 44.3712
611 | 7.22 | 5.566 | 3.3718 | 47.9379
612 | 9.74 | 5.5605 | 3.6749 | 48.0089
613 | 9.89 | 5.4567 | 3.631 | 47.7301
614 | 9.15 | 5.1674 | 3.3231 | 45.0873
615 | 11.38 | 4.1951 | 2.5384 | 43.2263
616 | 13.74 | 3.0895 | 1.5611 | 37.6504
617 | 14.86 | 1.7123 | 0.68551 | 20.9712
618 | 13.88 | 0.45541 | 0.073895 | 3.275
619 | 13.85 | 0.035198 | 0 | 0
620 | 12.09 | 0 | 0 | 0
621 | 11.98 | 0 | 0 | 0
622 | 11.79 | 0 | 0 | 0
623 | 11.78 | 0 | 0 | 0
624 | 12.27 | 0 | 0 | 0
625 | 10.97 | 0 | 0 | 0
626 | 9.1 | 0 | 0 | 0
627 | 11.42 | 0 | 0 | 0
628 | 10.78 | 0 | 0 | 0
629 | 8.96 | 0 | 0 | 0
630 | 7.17 | 0.0175 | 0 | 0.20897
631 | 5.88 | 0.37341 | 0.028971 | 8.0676
632 | 3.67 | 1.7867 | 0.34431 | 26.4272
633 | 6.38 | 3.4684 | 1.3415 | 38.4595
634 | 4.35 | 4.8485 | 2.726 | 44.3712
635 | 7.22 | 5.566 | 3.3718 | 47.9379
636 | 9.74 | 5.5605 | 3.6749 | 48.0089
637 | 9.89 | 5.4567 | 3.631 | 47.7301
638 | 9.15 | 5.1674 | 3.3231 | 45.0873
639 | 11.38 | 4.1951 | 2.5384 | 43.2263
640 | 13.74 | 3.0895 | 1.5611 | 37.6504
641 | 14.86 | 1.7123 | 0.68551 | 20.9712
642 | 13.88 | 0.45541 | 0.073895 | 3.275
643 | 13.85 | 0.035198 | 0 | 0
644 | 12.09 | 0 | 0 | 0
645 | 11.98 | 0 | 0 | 0
646 | 11.79 | 0 | 0 | 0
647 | 11.78 | 0 | 0 | 0
648 | 12.27 | 0 | 0 | 0
649 | 10.97 | 0 | 0 | 0
650 | 9.1 | 0 | 0 | 0
651 | 11.42 | 0 | 0 | 0
652 | 10.78 | 0 | 0 | 0
653 | 8.96 | 0 | 0 | 0
654 | 7.17 | 0.0175 | 0 | 0.20897
655 | 5.88 | 0.37341 | 0.028971 | 8.0676
656 | 3.67 | 1.7867 | 0.34431 | 26.4272
657 | 6.38 | 3.4684 | 1.3415 | 38.4595
658 | 4.35 | 4.8485 | 2.726 | 44.3712
659 | 7.22 | 5.566 | 3.3718 | 47.9379
660 | 9.74 | 5.5605 | 3.6749 | 48.0089
661 | 9.89 | 5.4567 | 3.631 | 47.7301
662 | 9.15 | 5.1674 | 3.3231 | 45.0873
663 | 11.38 | 4.1951 | 2.5384 | 43.2263
664 | 13.74 | 3.0895 | 1.5611 | 37.6504
665 | 14.86 | 1.7123 | 0.68551 | 20.9712
666 | 13.88 | 0.45541 | 0.073895 | 3.275
667 | 13.85 | 0.035198 | 0 | 0
668 | 12.09 | 0 | 0 | 0
669 | 11.98 | 0 | 0 | 0
670 | 11.79 | 0 | 0 | 0
671 | 11.78 | 0 | 0 | 0
672 | 12.27 | 0 | 0 | 0
673 | 10.97 | 0 | 0 | 0
674 | 9.1 | 0 | 0 | 0
675 | 11.42 | 0 | 0 | 0
676 | 10.78 | 0 | 0 | 0
677 | 8.96 | 0 | 0 | 0
678 | 7.17 | 0.0175 | 0 | 0.20897
679 | 5.88 | 0.37341 | 0.028971 | 8.0676
680 | 3.67 | 1.7867 | 0.34431 | 26.4272
681 | 6.38 | 3.4684 | 1.3415 | 38.4595
682 | 4.35 | 4.8485 | 2.726 | 44.3712
683 | 7.22 | 5.566 | 3.3718 | 47.9379
684 | 9.74 | 5.5605 | 3.6749 | 48.0089
685 | 9.89 | 5.4567 | 3.631 | 47.7301
686 | 9.15 | 5.1674 | 3.3231 | 45.0873
687 | 11.38 | 4.1951 | 2.5384 | 43.2263
688 | 13.74 | 3.0895 | 1.5611 | 37.6504
689 | 14.86 | 1.7123 | 0.68551 | 20.9712
690 | 13.88 | 0.45541 | 0.073895 | 3.275
691 | 13.85 | 0.035198 | 0 | 0
692 | 12.09 | 0 | 0 | 0
693 | 11.98 | 0 | 0 | 0
694 | 11.79 | 0 | 0 | 0
695 | 11.78 | 0 | 0 | 0
696 | 12.27 | 0 | 0 | 0
697 | 10.97 | 0 | 0 | 0
698 | 9.1 | 0 | 0 | 0
699 | 11.42 | 0 | 0 | 0
700 | 10.78 | 0 | 0 | 0
701 | 8.96 | 0 | 0 | 0
702 | 7.17 | 0.0175 | 0 | 0.20897
703 | 5.88 | 0.37341 | 0.028971 | 8.0676
704 | 3.67 | 1.7867 | 0.34431 | 26.4272
705 | 6.38 | 3.4684 | 1.3415 | 38.4595
706 | 4.35 | 4.8485 | 2.726 | 44.3712
707 | 7.22 | 5.566 | 3.3718 | 47.9379
708 | 9.74 | 5.5605 | 3.6749 | 48.0089
709 | 9.89 | 5.4567 | 3.631 | 47.7301
710 | 9.15 | 5.1674 | 3.3231 | 45.0873
711 | 11.38 | 4.1951 | 2.5384 | 43.2263
712 | 13.74 | 3.0895 | 1.5611 | 37.6504
713 | 14.86 | 1.7123 | 0.68551 | 20.9712
714 | 13.88 | 0.45541 | 0.073895 | 3.275
715 | 13.85 | 0.035198 | 0 | 0
716 | 12.09 | 0 | 0 | 0
717 | 11.98 | 0 | 0 | 0
718 | 11.79 | 0 | 0 | 0
719 | 11.78 | 0 | 0 | 0
720 | 12.27 | 0 | 0 | 0
721 | 10.97 | 0 | 0 | 0
722 | 9.1 | 0 | 0 | 0
723 | 11.42 | 0 | 0 | 0
724 | 10.78 | 0 | 0 | 0
725 | 8.96 | 0 | 0 | 0
726 | 7.17 | 0.0175 | 0 | 0.20897
727 | 5.88 | 0.37341 | 0.028971 | 8.0676
728 | 3.67 | 1.7867 | 0.34431 | 26.4272
729 | 6.38 | 3.4684 | 1.3415 | 38.4595
730 | 4.35 | 4.8485 | 2.726 | 44.3712
731 | 7.22 | 5.566 | 3.3718 | 47.9379
732 | 9.74 | 5.5605 | 3.6749 | 48.0089
733 | 9.89 | 5.4567 | 3.631 | 47.7301
734 | 9.15 | 5.1674 | 3.3231 | 45.0873
735 | 11.38 | 4.1951 | 2.5384 | 43.2263
736 | 13.74 | 3.0895 | 1.5611 | 37.6504
737 | 14.86 | 1.7123 | 0.68551 | 20.9712
738 | 13.88 | 0.45541 | 0.073895 | 3.275
739 | 13.85 | 0.035198 | 0 | 0
740 | 12.09 | 0 | 0 | 0
741 | 11.98 | 0 | 0 | 0
742 | 11.79 | 0 | 0 | 0
743 | 11.78 | 0 | 0 | 0
744 | 12.27 | 0 | 0 | 0
745 | 10.97 | 0 | 0 | 0
746 | 9.1 | 0 | 0 | 0
747 | 11.42 | 0 | 0 | 0
748 | 10.78 | 0 | 0 | 0
749 | 8.96 | 0 | 0 | 0
750 | 7.17 | 0.0175 | 0 | 0.20897
751 | 5.88 | 0.37341 | 0.028971 | 8.0676
752 | 3.67 | 1.7867 | 0.34431 | 26.4272
753 | 6.38 | 3.4684 | 1.3415 | 38.4595
754 | 4.35 | 4.8485 | 2.726 | 44.3712
755 | 7.22 | 5.566 | 3.3718 | 47.9379
756 | 9.74 | 5.5605 | 3.6749 | 48.0089
757 | 9.89 | 5.4567 | 3.631 | 47.7301
758 | 9.15 | 5.1674 | 3.3231 | 45.0873
759 | 11.38 | 4.1951 | 2.5384 | 43.2263
760 | 13.74 | 3.0895 | 1.5611 | 37.6504
761 | 14.86 | 1.7123 | 0.68551 | 20.9712
762 | 13.88 | 0.45541 | 0.073895 | 3.275
763 | 13.85 | 0.035198 | 0 | 0
764 | 12.09 | 0 | 0 | 0
765 | 11.98 | 0 | 0 | 0
766 | 11.79 | 0 | 0 | 0
767 | 11.78 | 0 | 0 | 0
768 | 12.27 | 0 | 0 | 0
769 | 10.97 | 0 | 0 | 0
770 | 9.1 | 0 | 0 | 0
771 | 11.42 | 0 | 0 | 0
772 | 10.78 | 0 | 0 | 0
773 | 8.96 | 0 | 0 | 0
774 | 7.17 | 0.0175 | 0 | 0.20897
775 | 5.88 | 0.37341 | 0.028971 | 8.0676
776 | 3.67 | 1.7867 | 0.34431 | 26.4272
777 | 6.38 | 3.4684 | 1.3415 | 38.4595
778 | 4.35 | 4.8485 | 2.726 | 44.3712
779 | 7.22 | 5.566 | 3.3718 | 47.9379
780 | 9.74 | 5.5605 | 3.6749 | 48.0089
781 | 9.89 | 5.4567 | 3.631 | 47.7301
782 | 9.15 | 5.1674 | 3.3231 | 45.0873
783 | 11.38 | 4.1951 | 2.5384 | 43.2263
784 | 13.74 | 3.0895 | 1.5611 | 37.6504
785 | 14.86 | 1.7123 | 0.68551 | 20.9712
786 | 13.88 | 0.45541 | 0.073895 | 3.275
787 | 13.85 | 0.035198 | 0 | 0
788 | 12.09 | 0 | 0 | 0
789 | 11.98 | 0 | 0 | 0
790 | 11.79 | 0 | 0 | 0
791 | 11.78 | 0 | 0 | 0
792 | 12.27 | 0 | 0 | 0
793 | 10.97 | 0 | 0 | 0
794 | 9.1 | 0 | 0 | 0
795 | 11.42 | 0 | 0 | 0
796 | 10.78 | 0 | 0 | 0
797 | 8.96 | 0 | 0 | 0
798 | 7.17 | 0.0175 | 0 | 0.20897
799 | 5.88 | 0.37341 | 0.028971 | 8.0676
800 | 3.67 | 1.7867 | 0.34431 | 26.4272
801 | 6.38 | 3.4684 | 1.3415 | 38.4595
802 | 4.35 | 4.8485 | 2.726 | 44.3712
803 | 7.22 | 5.566 | 3.3718 | 47.9379
804 | 9.74 | 5.5605 | 3.6749 | 48.0089
805 | 9.89 | 5.4567 | 3.631 | 47.7301
806 | 9.15 | 5.1674 | 3.3231 | 45.0873
807 | 11.38 | 4.1951 | 2.5384 | 43.2263
808 | 13.74 | 3.0895 | 1.5611 | 37.6504
809 | 14.86 | 1.7123 | 0.68551 | 20.9712
810 | 13.88 | 0.45541 | 0.073895 | 3.275
811 | 13.85 | 0.035198 | 0 | 0
812 | 12.09 | 0 | 0 | 0
813 | 11.98 | 0 | 0 | 0
814 | 11.79 | 0 | 0 | 0
815 | 11.78 | 0 | 0 | 0
816 | 12.27 | 0 | 0 | 0
817 | 10.97 | 0 | 0 | 0
818 | 9.1 | 0 | 0 | 0
819 | 11.42 | 0 | 0 | 0
820 | 10.78 | 0 | 0 | 0
821 | 8.96 | 0 | 0 | 0
822 | 7.17 | 0.0175 | 0 | 0.20897
823 | 5.88 | 0.37341 | 0.028971 | 8.0676
824 | 3.67 | 1.7867 | 0.34431 | 26.4272
825 | 6.38 | 3.4684 | 1.3415 | 38.4595
826 | 4.35 | 4.8485 | 2.726 | 44.3712
827 | 7.22 | 5.566 | 3.3718 | 47.9379
828 | 9.74 | 5.5605 | 3.6749 | 48.0089
829 | 9.89 | 5.4567 | 3.631 | 47.7301
830 | 9.15 | 5.1674 | 3.3231 | 45.0873
831 | 11.38 | 4.1951 | 2.5384 | 43.2263
832 | 13.74 | 3.0895 | 1.5611 | 37.6504
833 | 14.86 | 1.7123 | 0.68551 | 20.9712
834 | 13.88 | 0.45541 | 0.073895 | 3.275
835 | 13.85 | 0.035198 | 0 | 0
836 | 12.09 | 0 | 0 | 0
837 | 11.98 | 0 | 0 | 0
838 | 11.79 | 0 | 0 | 0
839 | 11.78 | 0 | 0 | 0
840 | 12.27 | 0 | 0 | 0
841 | 10.97 | 0 | 0 | 0
842 | 9.1 | 0 | 0 | 0
843 | 11.42 | 0 | 0 | 0
844 | 10.78 | 0 | 0 | 0
845 | 8.96 | 0 | 0 | 0
846 | 7.17 | 0.0175 | 0 | 0.20897
847 | 5.88 | 0.37341 | 0.028971 | 8.0676
848 | 3.67 | 1.7867 | 0.34431 | 26.4272
849 | 6.38 | 3.4684 | 1.3415 | 38.4595
850 | 4.35 | 4.8485 | 2.726 | 44.3712
851 | 7.22 | 5.566 | 3.3718 | 47.9379
852 | 9.74 | 5.5605 | 3.6749 | 48.0089
853 | 9.89 | 5.4567 | 3.631 | 47.7301
854 | 9.15 | 5.1674 | 3.3231 | 45.0873
855 | 11.38 | 4.1951 | 2.5384 | 43.2263
856 | 13.74 | 3.0895 | 1.5611 | 37.6504
857 | 14.86 | 1.7123 | 0.68551 | 20.9712
858 | 13.88 | 0.45541 | 0.073895 | 3.275
859 | 13.85 | 0.035198 | 0 | 0
860 | 12.09 | 0 | 0 | 0
861 | 11.98 | 0 | 0 | 0
862 | 11.79 | 0 | 0 | 0
863 | 11.78 | 0 | 0 | 0
864 | 12.27 | 0 | 0 | 0
865 | 10.97 | 0 | 0 | 0
866 | 9.1 | 0 | 0 | 0
867 | 11.42 | 0 | 0 | 0
868 | 10.78 | 0 | 0 | 0
869 | 8.96 | 0 | 0 | 0
870 | 7.17 | 0.0175 | 0 | 0.20897
871 | 5.88 | 0.37341 | 0.028971 | 8.0676
872 | 3.67 | 1.7867 | 0.34431 | 26.4272
873 | 6.38 | 3.4684 | 1.3415 | 38.4595
874 | 4.35 | 4.8485 | 2.726 | 44.3712
875 | 7.22 | 5.566 | 3.3718 | 47.9379
876 | 9.74 | 5.5605 | 3.6749 | 48.0089
877 | 9.89 | 5.4567 | 3.631 | 47.7301
878 | 9.15 | 5.1674 | 3.3231 | 45.0873
879 | 11.38 | 4.1951 | 2.5384 | 43.2263
880 | 13.74 | 3.0895 | 1.5611 | 37.6504
881 | 14.86 | 1.7123 | 0.68551 | 20.9712
882 | 13.88 | 0.45541 | 0.073895 | 3.275
883 | 13.85 | 0.035198 | 0 | 0
884 | 12.09 | 0 | 0 | 0
885 | 11.98 | 0 | 0 | 0
886 | 11.79 | 0 | 0 | 0
887 | 11.78 | 0 | 0 | 0
888 | 12.27 | 0 | 0 | 0
889 | 10.97 | 0 | 0 | 0
890 | 9.1 | 0 | 0 | 0
891 | 11.42 | 0 | 0 | 0
892 | 10.78 | 0 | 0 | 0
893 | 8.96 | 0 | 0 | 0
894 | 7.17 | 0.0175 | 0 | 0.20897
895 | 5.88 | 0.37341 | 0.028971 | 8.0676
896 | 3.67 | 1.7867 | 0.34431 | 26.4272
897 | 6.38 | 3.4684 | 1.3415 | 38.4595
898 | 4.35 | 4.8485 | 2.726 | 44.3712
899 | 7.22 | 5.566 | 3.3718 | 47.9379
900 | 9.74 | 5.5605 | 3.6749 | 48.0089
901 | 9.89 | 5.4567 | 3.631 | 47.7301
902 | 9.15 | 5.1674 | 3.3231 | 45.0873
903 | 11.38 | 4.1951 | 2.5384 | 43.2263
904 | 13.74 | 3.0895 | 1.5611 | 37.6504
905 | 14.86 | 1.7123 | 0.68551 | 20.9712
906 | 13.88 | 0.45541 | 0.073895 | 3.275
907 | 13.85 | 0.035198 | 0 | 0
908 | 12.09 | 0 | 0 | 0
909 | 11.98 | 0 | 0 | 0
910 | 11.79 | 0 | 0 | 0
911 | 11.78 | 0 | 0 | 0
912 | 12.27 | 0 | 0 | 0
913 | 10.97 | 0 | 0 | 0
914 | 9.1 | 0 | 0 | 0
915 | 11.42 | 0 | 0 | 0
916 | 10.78 | 0 | 0 | 0
917 | 8.96 | 0 | 0 | 0
918 | 7.17 | 0.0175 | 0 | 0.20897
919 | 5.88 | 0.37341 | 0.028971 | 8.0676
920 | 3.67 | 1.7867 | 0.34431 | 26.4272
921 | 6.38 | 3.4684 | 1.3415 | 38.4595
922 | 4.35 | 4.8485 | 2.726 | 44.3712
923 | 7.22 | 5.566 | 3.3718 | 47.9379
924 | 9.74 | 5.5605 | 3.6749 | 48.0089
925 | 9.89 | 5.4567 | 3.631 | 47.7301
926 | 9.15 | 5.1674 | 3.3231 | 45.0873
927 | 11.38 | 4.1951 | 2.5384 | 43.2263
928 | 13.74 | 3.0895 | 1.5611 | 37.6504
929 | 14.86 | 1.7123 | 0.68551 | 20.9712
930 | 13.88 | 0.45541 | 0.073895 | 3.275
931 | 13.85 | 0.035198 | 0 | 0
932 | 12.09 | 0 | 0 | 0
933 | 11.98 | 0 | 0 | 0
934 | 11.79 | 0 | 0 | 0
935 | 11.78 | 0 | 0 | 0
936 | 12.27 | 0 | 0 | 0
937 | 10.97 | 0 | 0 | 0
938 | 9.1 | 0 | 0 | 0
939 | 11.42 | 0 | 0 | 0
940 | 10.78 | 0 | 0 | 0
941 | 8.96 | 0 | 0 | 0
942 | 7.17 | 0.0175 | 0 | 0.20897
943 | 5.88 | 0.37341 | 0.028971 | 8.0676
944 | 3.67 | 1.7867 | 0.34431 | 26.4272
945 | 6.38 | 3.4684 | 1.3415 | 38.4595
946 | 4.35 | 4.8485 | 2.726 | 44.3712
947 | 7.22 | 5.566 | 3.3718 | 47.9379
948 | 9.74 | 5.5605 | 3.6749 | 48.0089
949 | 9.89 | 5.4567 | 3.631 | 47.7301
950 | 9.15 | 5.1674 | 3.3231 | 45.0873
951 | 11.38 | 4.1951 | 2.5384 | 43.2263
952 | 13.74 | 3.0895 | 1.5611 | 37.6504
953 | 14.86 | 1.7123 | 0.68551 | 20.9712
954 | 13.88 | 0.45541 | 0.073895 | 3.275
955 | 13.85 | 0.035198 | 0 | 0
956 | 12.09 | 0 | 0 | 0
957 | 11.98 | 0 | 0 | 0
958 | 11.79 | 0 | 0 | 0
959 | 11.78 | 0 | 0 | 0
960 | 12.27 | 0 | 0 | 0
961 | 10.97 | 0 | 0 | 0
962 | 9.1 | 0 | 0 | 0
963 | 11.42 | 0 | 0 | 0
964 | 10.78 | 0 | 0 | 0
965 | 8.96 | 0 | 0 | 0
966 | 7.17 | 0.0175 | 0 | 0.20897
967 | 5.88 | 0.37341 | 0.028971 | 8.0676
968 | 3.67 | 1.7867 | 0.34431 | 26.4272
969 | 6.38 | 3.4684 | 1.3415 | 38.4595
970 | 4.35 | 4.8485 | 2.726 | 44.3712
971 | 7.22 | 5.566 | 3.3718 | 47.9379
972 | 9.74 | 5.5605 | 3.6749 | 48.0089
973 | 9.89 | 5.4567 | 3.631 | 47.7301
974 | 9.15 | 5.1674 | 3.3231 | 45.0873
975 | 11.38 | 4.1951 | 2.5384 | 43.2263
976 | 13.74 | 3.0895 | 1.5611 | 37.6504
977 | 14.86 | 1.7123 | 0.68551 | 20.9712
978 | 13.88 | 0.45541 | 0.073895 | 3.275
979 | 13.85 | 0.035198 | 0 | 0
980 | 12.09 | 0 | 0 | 0
981 | 11.98 | 0 | 0 | 0
982 | 11.79 | 0 | 0 | 0
983 | 11.78 | 0 | 0 | 0
984 | 12.27 | 0 | 0 | 0
985 | 10.97 | 0 | 0 | 0
986 | 9.1 | 0 | 0 | 0
987 | 11.42 | 0 | 0 | 0
988 | 10.78 | 0 | 0 | 0
989 | 8.96 | 0 | 0 | 0
990 | 7.17 | 0.0175 | 0 | 0.20897
991 | 5.88 | 0.37341 | 0.028971 | 8.0676
992 | 3.67 | 1.7867 | 0.34431 | 26.4272
993 | 6.38 | 3.4684 | 1.3415 | 38.4595
994 | 4.35 | 4.8485 | 2.726 | 44.3712
995 | 7.22 | 5.566 | 3.3718 | 47.9379
996 | 9.74 | 5.5605 | 3.6749 | 48.0089
997 | 9.89 | 5.4567 | 3.631 | 47.7301
998 | 9.15 | 5.1674 | 3.3231 | 45.0873
999 | 11.38 | 4.1951 | 2.5384 | 43.2263
1000 | 13.74 | 3.0895 | 1.5611 | 37.6504
1001 | 14.86 | 1.7123 | 0.68551 | 20.9712
1002 | 13.88 | 0.45541 | 0.073895 | 3.275
1003 | 13.85 | 0.035198 | 0 | 0
1004 | 12.09 | 0 | 0 | 0
1005 | 11.98 | 0 | 0 | 0
1006 | 11.79 | 0 | 0 | 0
1007 | 11.78 | 0 | 0 | 0
1008 | 12.27 | 0 | 0 | 0
1009 | 10.97 | 0 | 0 | 0
1010 | 9.1 | 0 | 0 | 0
1011 | 11.42 | 0 | 0 | 0
1012 | 10.78 | 0 | 0 | 0
1013 | 8.96 | 0 | 0 | 0
1014 | 7.17 | 0.0175 | 0 | 0.20897
1015 | 5.88 | 0.37341 | 0.028971 | 8.0676
1016 | 3.67 | 1.7867 | 0.34431 | 26.4272
1017 | 6.38 | 3.4684 | 1.3415 | 38.4595
1018 | 4.35 | 4.8485 | 2.726 | 44.3712
1019 | 7.22 | 5.566 | 3.3718 | 47.9379
1020 | 9.74 | 5.5605 | 3.6749 | 48.0089
1021 | 9.89 | 5.4567 | 3.631 | 47.7301
1022 | 9.15 | 5.1674 | 3.3231 | 45.0873
1023 | 11.38 | 4.1951 | 2.5384 | 43.2263
1024 | 13.74 | 3.0895 | 1.5611 | 37.6504
1025 | 14.86 | 1.7123 | 0.68551 | 20.9712
1026 | 13.88 | 0.45541 | 0.073895 | 3.275
1027 | 13.85 | 0.035198 | 0 | 0
1028 | 12.09 | 0 | 0 | 0
1029 | 11.98 | 0 | 0 | 0
1030 | 11.79 | 0 | 0 | 0
1031 | 11.78 | 0 | 0 | 0
1032 | 12.27 | 0 | 0 | 0
1033 | 10.97 | 0 | 0 | 0
1034 | 9.1 | 0 | 0 | 0
1035 | 11.42 | 0 | 0 | 0
1036 | 10.78 | 0 | 0 | 0
1037 | 8.96 | 0 | 0 | 0
1038 | 7.17 | 0.0175 | 0 | 0.20897
1039 | 5.88 | 0.37341 | 0.028971 | 8.0676
1040 | 3.67 | 1.7867 | 0.34431 | 26.4272
1041 | 6.38 | 3.4684 | 1.3415 | 38.4595
1042 | 4.35 | 4.8485 | 2.726 | 44.3712
1043 | 7.22 | 5.566 | 3.3718 | 47.9379
1044 | 9.74 | 5.5605 | 3.6749 | 48.0089
1045 | 9.89 | 5.4567 | 3.631 | 47.7301
1046 | 9.15 | 5.1674 | 3.3231 | 45.0873
1047 | 11.38 | 4.1951 | 2.5384 | 43.2263
1048 | 13.74 | 3.0895 | 1.5611 | 37.6504
1049 | 14.86 | 1.7123 | 0.68551 | 20.9712
1050 | 13.88 | 0.45541 | 0.073895 | 3.275
1051 | 13.85 | 0.035198 | 0 | 0
1052 | 12.09 | 0 | 0 | 0
1053 | 11.98 | 0 | 0 | 0
1054 | 11.79 | 0 | 0 | 0
1055 | 11.78 | 0 | 0 | 0
1056 | 12.27 | 0 | 0 | 0
1057 | 10.97 | 0 | 0 | 0
1058 | 9.1 | 0 | 0 | 0
1059 | 11.42 | 0 | 0 | 0
1060 | 10.78 | 0 | 0 | 0
1061 | 8.96 | 0 | 0 | 0
1062 | 7.17 | 0.0175 | 0 | 0.20897
1063 | 5.88 | 0.37341 | 0.028971 | 8.0676
1064 | 3.67 | 1.7867 | 0.34431 | 26.4272
1065 | 6.38 | 3.4684 | 1.3415 | 38.4595
1066 | 4.35 | 4.8485 | 2.726 | 44.3712
1067 | 7.22 | 5.566 | 3.3718 | 47.9379
1068 | 9.74 | 5.5605 | 3.6749 | 48.0089
1069 | 9.89 | 5.4567 | 3.631 | 47.7301
1070 | 9.15 | 5.1674 | 3.3231 | 45.0873
1071 | 11.38 | 4.1951 | 2.5384 | 43.2263
1072 | 13.74 | 3.0895 | 1.5611 | 37.6504
1073 | 14.86 | 1.7123 | 0.68551 | 20.9712
1074 | 13.88 | 0.45541 | 0.073895 | 3.275
1075 | 13.85 | 0.035198 | 0 | 0
1076 | 12.09 | 0 | 0 | 0
1077 | 11.98 | 0 | 0 | 0
1078 | 11.79 | 0 | 0 | 0
1079 | 11.78 | 0 | 0 | 0
1080 | 12.27 | 0 | 0 | 0
1081 | 10.97 | 0 | 0 | 0
1082 | 9.1 | 0 | 0 | 0
1083 | 11.42 | 0 | 0 | 0
1084 | 10.78 | 0 | 0 | 0
1085 | 8.96 | 0 | 0 | 0
1086 | 7.17 | 0.0175 | 0 | 0.20897
1087 | 5.88 | 0.37341 | 0.028971 | 8.0676
1088 | 3.67 | 1.7867 | 0.34431 | 26.4272
1089 | 6.38 | 3.4684 | 1.3415 | 38.4595
1090 | 4.35 | 4.8485 | 2.726 | 44.3712
1091 | 7.22 | 5.566 | 3.3718 | 47.9379
1092 | 9.74 | 5.5605 | 3.6749 | 48.0089
1093 | 9.89 | 5.4567 | 3.631 | 47.7301
1094 | 9.15 | 5.1674 | 3.3231 | 45.0873
1095 | 11.38 | 4.1951 | 2.5384 | 43.2263
1096 | 13.74 | 3.0895 | 1.5611 | 37.6504
1097 | 14.86 | 1.7123 | 0.68551 | 20.9712
1098 | 13.88 | 0.45541 | 0.073895 | 3.275
1099 | 13.85 | 0.035198 | 0 | 0
1100 | 12.09 | 0 | 0 | 0
1101 | 11.98 | 0 | 0 | 0
1102 | 11.79 | 0 | 0 | 0
1103 | 11.78 | 0 | 0 | 0
1104 | 12.27 | 0 | 0 | 0
1105 | 10.97 | 0 | 0 | 0
1106 | 9.1 | 0 | 0 | 0
1107 | 11.42 | 0 | 0 | 0
1108 | 10.78 | 0 | 0 | 0
1109 | 8.96 | 0 | 0 | 0
1110 | 7.17 | 0.0175 | 0 | 0.20897
1111 | 5.88 | 0.37341 | 0.028971 | 8.0676
1112 | 3.67 | 1.7867 | 0.34431 | 26.4272
1113 | 6.38 | 3.4684 | 1.3415 | 38.4595
1114 | 4.35 | 4.8485 | 2.726 | 44.3712
1115 | 7.22 | 5.566 | 3.3718 | 47.9379
1116 | 9.74 | 5.5605 | 3.6749 | 48.0089
1117 | 9.89 | 5.4567 | 3.631 | 47.7301
1118 | 9.15 | 5.1674 | 3.3231 | 45.0873
1119 | 11.38 | 4.1951 | 2.5384 | 43.2263
1120 | 13.74 | 3.0895 | 1.5611 | 37.6504
1121 | 14.86 | 1.7123 | 0.68551 | 20.9712
1122 | 13.88 | 0.45541 | 0.073895 | 3.275
1123 | 13.85 | 0.035198 | 0 | 0
1124 | 12.09 | 0 | 0 | 0
1125 | 11.98 | 0 | 0 | 0
1126 | 11.79 | 0 | 0 | 0
1127 | 11.78 | 0 | 0 | 0
1128 | 12.27 | 0 | 0 | 0
1129 | 10.97 | 0 | 0 | 0
1130 | 9.1 | 0 | 0 | 0
1131 | 11.42 | 0 | 0 | 0
1132 | 10.78 | 0 | 0 | 0
1133 | 8.96 | 0 | 0 | 0
1134 | 7.17 | 0.0175 | 0 | 0.20897
1135 | 5.88 | 0.37341 | 0.028971 | 8.0676
1136 | 3.67 | 1.7867 | 0.34431 | 26.4272
1137 | 6.38 | 3.4684 | 1.3415 | 38.4595
1138 | 4.35 | 4.8485 | 2.726 | 44.3712
1139 | 7.22 | 5.566 | 3.3718 | 47.9379
1140 | 9.74 | 5.5605 | 3.6749 | 48.0089
1141 | 9.89 | 5.4567 | 3.631 | 47.7301
1142 | 9.15 | 5.1674 | 3.3231 | 45.0873
1143 | 11.38 | 4.1951 | 2.5384 | 43.2263
1144 | 13.74 | 3.0895 | 1.5611 | 37.6504
1145 | 14.86 | 1.7123 | 0.68551 | 20.9712
1146 | 13.88 | 0.45541 | 0.073895 | 3.275
1147 | 13.85 | 0.035198 | 0 | 0
1148 | 12.09 | 0 | 0 | 0
1149 | 11.98 | 0 | 0 | 0
1150 | 11.79 | 0 | 0 | 0
1151 | 11.78 | 0 | 0 | 0
1152 | 12.27 | 0 | 0 | 0
1153 | 10.97 | 0 | 0 | 0
1154 | 9.1 | 0 | 0 | 0
1155 | 11.42 | 0 | 0 | 0
1156 | 10.78 | 0 | 0 | 0
1157 | 8.96 | 0 | 0 | 0
1158 | 7.17 | 0.0175 | 0 | 0.20897
1159 | 5.88 | 0.37341 | 0.028971 | 8.0676
1160 | 3.67 | 1.7867 | 0.34431 | 26.4272
1161 | 6.38 | 3.4684 | 1.3415 | 38.4595
1162 | 4.35 | 4.8485 | 2.726 | 44.3712
1163 | 7.22 | 5.566 | 3.3718 | 47.9379
1164 | 9.74 | 5.5605 | 3.6749 | 48.0089
1165 | 9.89 | 5.4567 | 3.631 | 47.7301
1166 | 9.15 | 5.1674 | 3.3231 | 45.0873
1167 | 11.38 | 4.1951 | 2.5384 | 43.2263
1168 | 13.74 | 3.0895 | 1.5611 | 37.6504
1169 | 14.86 | 1.7123 | 0.68551 | 20.9712
1170 | 13.88 | 0.45541 | 0.073895 | 3.275
1171 | 13.85 | 0.035198 | 0 | 0
1172 | 12.09 | 0 | 0 | 0
1173 | 11.98 | 0 | 0 | 0
1174 | 11.79 | 0 | 0 | 0
1175 | 11.78 | 0 | 0 | 0
1176 | 12.27 | 0 | 0 | 0
1177 | 10.97 | 0 | 0 | 0
1178 | 9.1 | 0 | 0 | 0
1179 | 11.42 | 0 | 0 | 0
1180 | 10.78 | 0 | 0 | 0
1181 | 8.96 | 0 | 0 | 0
1182 | 7.17 | 0.0175 | 0 | 0.20897
1183 | 5.88 | 0.37341 | 0.028971 | 8.0676
1184 | 3.67 | 1.7867 | 0.34431 | 26.4272
1185 | 6.38 | 3.4684 | 1.3415 | 38.4595
1186 | 4.35 | 4.8485 | 2.726 | 44.3712
1187 | 7.22 | 5.566 | 3.3718 | 47.9379
1188 | 9.74 | 5.5605 | 3.6749 | 48.0089
1189 | 9.89 | 5.4567 | 3.631 | 47.7301
1190 | 9.15 | 5.1674 | 3.3231 | 45.0873
1191 | 11.38 | 4.1951 | 2.5384 | 43.2263
1192 | 13.74 | 3.0895 | 1.5611 | 37.6504
1193 | 14.86 | 1.7123 | 0.68551 | 20.9712
1194 | 13.88 | 0.45541 | 0.073895 | 3.275
1195 | 13.85 | 0.035198 | 0 | 0
1196 | 12.09 | 0 | 0 | 0
1197 | 11.98 | 0 | 0 | 0
1198 | 11.79 | 0 | 0 | 0
1199 | 11.78 | 0 | 0 | 0
1200 | 12.27 | 0 | 0 | 0
1201 | 10.97 | 0 | 0 | 0
1202 | 9.1 | 0 | 0 | 0
1203 | 11.42 | 0 | 0 | 0
1204 | 10.78 | 0 | 0 | 0
1205 | 8.96 | 0 | 0 | 0
1206 | 7.17 | 0.0175 | 0 | 0.20897
1207 | 5.88 | 0.37341 | 0.028971 | 8.0676
1208 | 3.67 | 1.7867 | 0.34431 | 26.4272
1209 | 6.38 | 3.4684 | 1.3415 | 38.4595
1210 | 4.35 | 4.8485 | 2.726 | 44.3712
1211 | 7.22 | 5.566 | 3.3718 | 47.9379
1212 | 9.74 | 5.5605 | 3.6749 | 48.0089
1213 | 9.89 | 5.4567 | 3.631 | 47.7301
1214 | 9.15 | 5.1674 | 3.3231 | 45.0873
1215 | 11.38 | 4.1951 | 2.5384 | 43.2263
1216 | 13.74 | 3.0895 | 1.5611 | 37.6504
1217 | 14.86 | 1.7123 | 0.68551 | 20.9712
1218 | 13.88 | 0.45541 | 0.073895 | 3.275
1219 | 13.85 | 0.035198 | 0 | 0
1220 | 12.09 | 0 | 0 | 0
1221 | 11.98 | 0 | 0 | 0
1222 | 11.79 | 0 | 0 | 0
1223 | 11.78 | 0 | 0 | 0
1224 | 12.27 | 0 | 0 | 0
1225 | 10.97 | 0 | 0 | 0
1226 | 9.1 | 0 | 0 | 0
1227 | 11.42 | 0 | 0 | 0
1228 | 10.78 | 0 | 0 | 0
1229 | 8.96 | 0 | 0 | 0
1230 | 7.17 | 0.0175 | 0 | 0.20897
1231 | 5.88 | 0.37341 | 0.028971 | 8.0676
1232 | 3.67 | 1.7867 | 0.34431 | 26.4272
1233 | 6.38 | 3.4684 | 1.3415 | 38.4595
1234 | 4.35 | 4.8485 | 2.726 | 44.3712
1235 | 7.22 | 5.566 | 3.3718 | 47.9379
1236 | 9.74 | 5.5605 | 3.6749 | 48.0089
1237 | 9.89 | 5.4567 | 3.631 | 47.7301
1238 | 9.15 | 5.1674 | 3.3231 | 45.0873
1239 | 11.38 | 4.1951 | 2.5384 | 43.2263
1240 | 13.74 | 3.0895 | 1.5611 | 37.6504
1241 | 14.86 | 1.7123 | 0.68551 | 20.9712
1242 | 13.88 | 0.45541 | 0.073895 | 3.275
1243 | 13.85 | 0.035198 | 0 | 0
1244 | 12.09 | 0 | 0 | 0
1245 | 11.98 | 0 | 0 | 0
1246 | 11.79 | 0 | 0 | 0
1247 | 11.78 | 0 | 0 | 0
1248 | 12.27 | 0 | 0 | 0
1249 | 10.97 | 0 | 0 | 0
1250 | 9.1 | 0 | 0 | 0
1251 | 11.42 | 0 | 0 | 0
1252 | 10.78 | 0 | 0 | 0
1253 | 8.96 | 0 | 0 | 0
1254 | 7.17 | 0.0175 | 0 | 0.20897
1255 | 5.88 | 0.37341 | 0.028971 | 8.0676
1256 | 3.67 | 1.7867 | 0.34431 | 26.4272
1257 | 6.38 | 3.4684 | 1.3415 | 38.4595
1258 | 4.35 | 4.8485 | 2.726 | 44.3712
1259 | 7.22 | 5.566 | 3.3718 | 47.9379
1260 | 9.74 | 5.5605 | 3.6749 | 48.0089
1261 | 9.89 | 5.4567 | 3.631 | 47.7301
1262 | 9.15 | 5.1674 | 3.3231 | 45.0873
1263 | 11.38 | 4.1951 | 2.5384 | 43.2263
1264 | 13.74 | 3.0895 | 1.5611 | 37.6504
1265 | 14.86 | 1.7123 | 0.68551 | 20.9712
1266 | 13.88 | 0.45541 | 0.073895 | 3.275
1267 | 13.85 | 0.035198 | 0 | 0
1268 | 12.09 | 0 | 0 | 0
1269 | 11.98 | 0 | 0 | 0
1270 | 11.79 | 0 | 0 | 0
1271 | 11.78 | 0 | 0 | 0
1272 | 12.27 | 0 | 0 | 0
1273 | 10.97 | 0 | 0 | 0
1274 | 9.1 | 0 | 0 | 0
1275 | 11.42 | 0 | 0 | 0
1276 | 10.78 | 0 | 0 | 0
1277 | 8.96 | 0 | 0 | 0
1278 | 7.17 | 0.0175 | 0 | 0.20897
1279 | 5.88 | 0.37341 | 0.028971 | 8.0676
1280 | 3.67 | 1.7867 | 0.34431 | 26.4272
1281 | 6.38 | 3.4684 | 1.3415 | 38.4595
1282 | 4.35 | 4.8485 | 2.726 | 44.3712
1283 | 7.22 | 5.566 | 3.3718 | 47.9379
1284 | 9.74 | 5.5605 | 3.6749 | 48.0089
1285 | 9.89 | 5.4567 | 3.631 | 47.7301
1286 | 9.15 | 5.1674 | 3.3231 | 45.0873
1287 | 11.38 | 4.1951 | 2.5384 | 43.2263
1288 | 13.74 | 3.0895 | 1.5611 | 37.6504
1289 | 14.86 | 1.7123 | 0.68551 | 20.9712
1290 | 13.88 | 0.45541 | 0.073895 | 3.275
1291 | 13.85 | 0.035198 | 0 | 0
1292 | 12.09 | 0 | 0 | 0
1293 | 11.98 | 0 | 0 | 0
1294 | 11.79 | 0 | 0 | 0
1295 | 11.78 | 0 | 0 | 0
1296 | 12.27 | 0 | 0 | 0
1297 | 10.97 | 0 | 0 | 0
1298 | 9.1 | 0 | 0 | 0
1299 | 11.42 | 0 | 0 | 0
1300 | 10.78 | 0 | 0 | 0
1301 | 8.96 | 0 | 0 | 0
1302 | 7.17 | 0.0175 | 0 | 0.20897
1303 | 5.88 | 0.37341 | 0.028971 | 8.0676
1304 | 3.67 | 1.7867 | 0.34431 | 26.4272
1305 | 6.38 | 3.4684 | 1.3415 | 38.4595
1306 | 4.35 | 4.8485 | 2.726 | 44.3712
1307 | 7.22 | 5.566 | 3.3718 | 47.9379
1308 | 9.74 | 5.5605 | 3.6749 | 48.0089
1309 | 9.89 | 5.4567 | 3.631 | 47.7301
1310 | 9.15 | 5.1674 | 3.3231 | 45.0873
1311 | 11.38 | 4.1951 | 2.5384 | 43.2263
1312 | 13.74 | 3.0895 | 1.5611 | 37.6504
1313 | 14.86 | 1.7123 | 0.68551 | 20.9712
1314 | 13.88 | 0.45541 | 0.073895 | 3.275
1315 | 13.85 | 0.035198 | 0 | 0
1316 | 12.09 | 0 | 0 | 0
1317 | 11.98 | 0 | 0 | 0
1318 | 11.79 | 0 | 0 | 0
1319 | 11.78 | 0 | 0 | 0
1320 | 12.27 | 0 | 0 | 0
1321 | 10.97 | 0 | 0 | 0
1322 | 9.1 | 0 | 0 | 0
1323 | 11.42 | 0 | 0 | 0
1324 | 10.78 | 0 | 0 | 0
1325 | 8.96 | 0 | 0 | 0
1326 | 7.17 | 0.0175 | 0 | 0.20897
1327 | 5.88 | 0.37341 | 0.028971 | 8.0676
1328 | 3.67 | 1.7867 | 0.34431 | 26.4272
1329 | 6.38 | 3.4684 | 1.3415 | 38.4595
1330 | 4.35 | 4.8485 | 2.726 | 44.3712
1331 | 7.22 | 5.566 | 3.3718 | 47.9379
1332 | 9.74 | 5.5605 | 3.6749 | 48.0089
1333 | 9.89 | 5.4567 | 3.631 | 47.7301
1334 | 9.15 | 5.1674 | 3.3231 | 45.0873
1335 | 11.38 | 4.1951 | 2.5384 | 43.2263
1336 | 13.74 | 3.0895 | 1.5611 | 37.6504
1337 | 14.86 | 1.7123 | 0.68551 | 20.9712
1338 | 13.88 | 0.45541 | 0.073895 | 3.275
1339 | 13.85 | 0.035198 | 0 | 0
1340 | 12.09 | 0 | 0 | 0
1341 | 11.98 | 0 | 0 | 0
1342 | 11.79 | 0 | 0 | 0
1343 | 11.78 | 0 | 0 | 0
1344 | 12.27 | 0 | 0 | 0
1345 | 10.97 | 0 | 0 | 0
1346 | 9.1 | 0 | 0 | 0
1347 | 11.42 | 0 | 0 | 0
1348 | 10.78 | 0 | 0 | 0
1349 | 8.96 | 0 | 0 | 0
1350 | 7.17 | 0.0175 | 0 | 0.20897
1351 | 5.88 | 0.37341 | 0.028971 | 8.0676
1352 | 3.67 | 1.7867 | 0.34431 | 26.4272
1353 | 6.38 | 3.4684 | 1.3415 | 38.4595
1354 | 4.35 | 4.8485 | 2.726 | 44.3712
1355 | 7.22 | 5.566 | 3.3718 | 47.9379
1356 | 9.74 | 5.5605 | 3.6749 | 48.0089
1357 | 9.89 | 5.4567 | 3.631 | 47.7301
1358 | 9.15 | 5.1674 | 3.3231 | 45.0873
1359 | 11.38 | 4.1951 | 2.5384 | 43.2263
1360 | 13.74 | 3.0895 | 1.5611 | 37.6504
1361 | 14.86 | 1.7123 | 0.68551 | 20.9712
1362 | 13.88 | 0.45541 | 0.073895 | 3.275
1363 | 13.85 | 0.035198 | 0 | 0
1364 | 12.09 | 0 | 0 | 0
1365 | 11.98 | 0 | 0 | 0
1366 | 11.79 | 0 | 0 | 0
1367 | 11.78 | 0 | 0 | 0
1368 | 12.27 | 0 | 0 | 0
1369 | 10.97 | 0 | 0 | 0
1370 | 9.1 | 0 | 0 | 0
1371 | 11.42 | 0 | 0 | 0
1372 | 10.78 | 0 | 0 | 0
1373 | 8.96 | 0 | 0 | 0
1374 | 7.17 | 0.0175 | 0 | 0.20897
1375 | 5.88 | 0.37341 | 0.028971 | 8.0676
1376 | 3.67 | 1.7867 | 0.34431 | 26.4272
1377 | 6.38 | 3.4684 | 1.3415 | 38.4595
1378 | 4.35 | 4.8485 | 2.726 | 44.3712
1379 | 7.22 | 5.566 | 3.3718 | 47.9379
1380 | 9.74 | 5.5605 | 3.6749 | 48.0089
1381 | 9.89 | 5.4567 | 3.631 | 47.7301
1382 | 9.15 | 5.1674 | 3.3231 | 45.0873
1383 | 11.38 | 4.1951 | 2.5384 | 43.2263
1384 | 13.74 | 3.0895 | 1.5611 | 37.6504
1385 | 14.86 | 1.7123 | 0.68551 | 20.9712
1386 | 13.88 | 0.45541 | 0.073895 | 3.275
1387 | 13.85 | 0.035198 | 0 | 0
1388 | 12.09 | 0 | 0 | 0
1389 | 11.98 | 0 | 0 | 0
1390 | 11.79 | 0 | 0 | 0
1391 | 11.78 | 0 | 0 | 0
1392 | 12.27 | 0 | 0 | 0
1393 | 10.97 | 0 | 0 | 0
1394 | 9.1 | 0 | 0 | 0
1395 | 11.42 | 0 | 0 | 0
1396 | 10.78 | 0 | 0 | 0
1397 | 8.96 | 0 | 0 | 0
1398 | 7.17 | 0.0175 | 0 | 0.20897
1399 | 5.88 | 0.37341 | 0.028971 | 8.0676
1400 | 3.67 | 1.7867 | 0.34431 | 26.4272
1401 | 6.38 | 3.4684 | 1.3415 | 38.4595
1402 | 4.35 | 4.8485 | 2.726 | 44.3712
1403 | 7.22 | 5.566 | 3.3718 | 47.9379
1404 | 9.74 | 5.5605 | 3.6749 | 48.0089
1405 | 9.89 | 5.4567 | 3.631 | 47.7301
1406 | 9.15 | 5.1674 | 3.3231 | 45.0873
1407 | 11.38 | 4.1951 | 2.5384 | 43.2263
1408 | 13.74 | 3.0895 | 1.5611 | 37.6504
1409 | 14.86 | 1.7123 | 0.68551 | 20.9712
1410 | 13.88 | 0.45541 | 0.073895 | 3.275
1411 | 13.85 | 0.035198 | 0 | 0
1412 | 12.09 | 0 | 0 | 0
1413 | 11.98 | 0 | 0 | 0
1414 | 11.79 | 0 | 0 | 0
1415 | 11.78 | 0 | 0 | 0
1416 | 12.27 | 0 | 0 | 0
1417 | 10.97 | 0 | 0 | 0
1418 | 9.1 | 0 | 0 | 0
1419 | 11.42 | 0 | 0 | 0
1420 | 10.78 | 0 | 0 | 0
1421 | 8.96 | 0 | 0 | 0
1422 | 7.17 | 0.0175 | 0 | 0.20897
1423 | 5.88 | 0.37341 | 0.028971 | 8.0676
1424 | 3.67 | 1.7867 | 0.34431 | 26.4272
1425 | 6.38 | 3.4684 | 1.3415 | 38.4595
1426 | 4.35 | 4.8485 | 2.726 | 44.3712
1427 | 7.22 | 5.566 | 3.3718 | 47.9379
1428 | 9.74 | 5.5605 | 3.6749 | 48.0089
1429 | 9.89 | 5.4567 | 3.631 | 47.7301
1430 | 9.15 | 5.1674 | 3.3231 | 45.0873
1431 | 11.38 | 4.1951 | 2.5384 | 43.2263
1432 | 13.74 | 3.0895 | 1.5611 | 37.6504
1433 | 14.86 | 1.7123 | 0.68551 | 20.9712
1434 | 13.88 | 0.45541 | 0.073895 | 3.275
1435 | 13.85 | 0.035198 | 0 | 0
1436 | 12.09 | 0 | 0 | 0
1437 | 11.98 | 0 | 0 | 0
1438 | 11.79 | 0 | 0 | 0
1439 | 11.78 | 0 | 0 | 0
1440 | 12.27 | 0 | 0 | 0
1441 | 10.97 | 0 | 0 | 0
1442 | 9.1 | 0 | 0 | 0
1443 | 11.42 | 0 | 0 | 0
1444 | 10.78 | 0 | 0 | 0
1445 | 8.96 | 0 | 0 | 0
1446 | 7.17 | 0.0175 | 0 | 0.20897
1447 | 5.88 | 0.37341 | 0.028971 | 8.0676
1448 | 3.67 | 1.7867 | 0.34431 | 26.4272
1449 | 6.38 | 3.4684 | 1.3415 | 38.4595
1450 | 4.35 | 4.8485 | 2.726 | 44.3712
1451 | 7.22 | 5.566 | 3.3718 | 47.9379
1452 | 9.74 | 5.5605 | 3.6749 | 48.0089
1453 | 9.89 | 5.4567 | 3.631 | 47.7301
1454 | 9.15 | 5.1674 | 3.3231 | 45.0873
1455 | 11.38 | 4.1951 | 2.5384 | 43.2263
1456 | 13.74 | 3.0895 | 1.5611 | 37.6504
1457 | 14.86 | 1.7123 | 0.68551 | 20.9712
1458 | 13.88 | 0.45541 | 0.073895 | 3.275
1459 | 13.85 | 0.035198 | 0 | 0
1460 | 12.09 | 0 | 0 | 0
1461 | 11.98 | 0 | 0 | 0
1462 | 11.79 | 0 | 0 | 0
1463 | 11.78 | 0 | 0 | 0
1464 | 12.27 | 0 | 0 | 0
1465 | 10.97 | 0 | 0 | 0
1466 | 9.1 | 0 | 0 | 0
1467 | 11.42 | 0 | 0 | 0
1468 | 10.78 | 0 | 0 | 0
1469 | 8.96 | 0 | 0 | 0
1470 | 7.17 | 0.0175 | 0 | 0.20897
1471 | 5.88 | 0.37341 | 0.028971 | 8.0676
1472 | 3.67 | 1.7867 | 0.34431 | 26.4272
1473 | 6.38 | 3.4684 | 1.3415 | 38.4595
1474 | 4.35 | 4.8485 | 2.726 | 44.3712
1475 | 7.22 | 5.566 | 3.3718 | 47.9379
1476 | 9.74 | 5.5605 | 3.6749 | 48.0089
1477 | 9.89 | 5.4567 | 3.631 | 47.7301
1478 | 9.15 | 5.1674 | 3.3231 | 45.0873
1479 | 11.38 | 4.1951 | 2.5384 | 43.2263
1480 | 13.74 | 3.0895 | 1.5611 | 37.6504
1481 | 14.86 | 1.7123 | 0.68551 | 20.9712
1482 | 13.88 | 0.45541 | 0.073895 | 3.275
1483 | 13.85 | 0.035198 | 0 | 0
1484 | 12.09 | 0 | 0 | 0
1485 | 11.98 | 0 | 0 | 0
1486 | 11.79 | 0 | 0 | 0
1487 | 11.78 | 0 | 0 | 0
1488 | 12.27 | 0 | 0 | 0
1489 | 10.97 | 0 | 0 | 0
1490 | 9.1 | 0 | 0 | 0
1491 | 11.42 | 0 | 0 | 0
1492 | 10.78 | 0 | 0 | 0
1493 | 8.96 | 0 | 0 | 0
1494 | 7.17 | 0.0175 | 0 | 0.20897
1495 | 5.88 | 0.37341 | 0.028971 | 8.0676
1496 | 3.67 | 1.7867 | 0.34431 | 26.4272
1497 | 6.38 | 3.4684 | 1.3415 | 38.4595
1498 | 4.35 | 4.8485 | 2.726 | 44.3712
1499 | 7.22 | 5.566 | 3.3718 | 47.9379
1500 | 9.74 | 5.5605 | 3.6749 | 48.0089
1501 | 9.89 | 5.4567 | 3.631 | 47.7301
1502 | 9.15 | 5.1674 | 3.3231 | 45.0873
1503 | 11.38 | 4.1951 | 2.5384 | 43.2263
1504 | 13.74 | 3.0895 | 1.5611 | 37.6504
1505 | 14.86 | 1.7123 | 0.68551 | 20.9712
1506 | 13.88 | 0.45541 | 0.073895 | 3.275
1507 | 13.85 | 0.035198 | 0 | 0
1508 | 12.09 | 0 | 0 | 0
1509 | 11.98 | 0 | 0 | 0
1510 | 11.79 | 0 | 0 | 0
1511 | 11.78 | 0 | 0 | 0
1512 | 12.27 | 0 | 0 | 0
1513 | 10.97 | 0 | 0 | 0
1514 | 9.1 | 0 | 0 | 0
1515 | 11.42 | 0 | 0 | 0
1516 | 10.78 | 0 | 0 | 0
1517 | 8.96 | 0 | 0 | 0
1518 | 7.17 | 0.0175 | 0 | 0.20897
1519 | 5.88 | 0.37341 | 0.028971 | 8.0676
1520 | 3.67 | 1.7867 | 0.34431 | 26.4272
1521 | 6.38 | 3.4684 | 1.3415 | 38.4595
1522 | 4.35 | 4.8485 | 2.726 | 44.3712
1523 | 7.22 | 5.566 | 3.3718 | 47.9379
1524 | 9.74 | 5.5605 | 3.6749 | 48.0089
1525 | 9.89 | 5.4567 | 3.631 | 47.7301
1526 | 9.15 | 5.1674 | 3.3231 | 45.0873
1527 | 11.38 | 4.1951 | 2.5384 | 43.2263
1528 | 13.74 | 3.0895 | 1.5611 | 37.6504
1529 | 14.86 | 1.7123 | 0.68551 | 20.9712
1530 | 13.88 | 0.45541 | 0.073895 | 3.275
1531 | 13.85 | 0.035198 | 0 | 0
1532 | 12.09 | 0 | 0 | 0
1533 | 11.98 | 0 | 0 | 0
1534 | 11.79 | 0 | 0 | 0
1535 | 11.78 | 0 | 0 | 0
1536 | 12.27 | 0 | 0 | 0
1537 | 10.97 | 0 | 0 | 0
1538 | 9.1 | 0 | 0 | 0
1539 | 11.42 | 0 | 0 | 0
1540 | 10.78 | 0 | 0 | 0
1541 | 8.96 | 0 | 0 | 0
1542 | 7.17 | 0.0175 | 0 | 0.20897
1543 | 5.88 | 0.37341 | 0.028971 | 8.0676
1544 | 3.67 | 1.7867 | 0.34431 | 26.4272
1545 | 6.38 | 3.4684 | 1.3415 | 38.4595
1546 | 4.35 | 4.8485 | 2.726 | 44.3712
1547 | 7.22 | 5.566 | 3.3718 | 47.9379
1548 | 9.74 | 5.5605 | 3.6749 | 48.0089
1549 | 9.89 | 5.4567 | 3.631 | 47.7301
1550 | 9.15 | 5.1674 | 3.3231 | 45.0873
1551 | 11.38 | 4.1951 | 2.5384 | 43.2263
1552 | 13.74 | 3.0895 | 1.5611 | 37.6504
1553 | 14.86 | 1.7123 | 0.68551 | 20.9712
1554 | 13.88 | 0.45541 | 0.073895 | 3.275
1555 | 13.85 | 0.035198 | 0 | 0
1556 | 12.09 | 0 | 0 | 0
1557 | 11.98 | 0 | 0 | 0
1558 | 11.79 | 0 | 0 | 0
1559 | 11.78 | 0 | 0 | 0
1560 | 12.27 | 0 | 0 | 0
1561 | 10.97 | 0 | 0 | 0
1562 | 9.1 | 0 | 0 | 0
1563 | 11.42 | 0 | 0 | 0
1564 | 10.78 | 0 | 0 | 0
1565 | 8.96 | 0 | 0 | 0
1566 | 7.17 | 0.0175 | 0 | 0.20897
1567 | 5.88 | 0.37341 | 0.028971 | 8.0676
1568 | 3.67 | 1.7867 | 0.34431 | 26.4272
1569 | 6.38 | 3.4684 | 1.3415 | 38.4595
1570 | 4.35 | 4.8485 | 2.726 | 44.3712
1571 | 7.22 | 5.566 | 3.3718 | 47.9379
1572 | 9.74 | 5.5605 | 3.6749 | 48.0089
1573 | 9.89 | 5.4567 | 3.631 | 47.7301
1574 | 9.15 | 5.1674 | 3.3231 | 45.0873
1575 | 11.38 | 4.1951 | 2.5384 | 43.2263
1576 | 13.74 | 3.0895 | 1.5611 | 37.6504
1577 | 14.86 | 1.7123 | 0.68551 | 20.9712
1578 | 13.88 | 0.45541 | 0.073895 | 3.275
1579 | 13.85 | 0.035198 | 0 | 0
1580 | 12.09 | 0 | 0 | 0
1581 | 11.98 | 0 | 0 | 0
1582 | 11.79 | 0 | 0 | 0
1583 | 11.78 | 0 | 0 | 0
1584 | 12.27 | 0 | 0 | 0
1585 | 10.97 | 0 | 0 | 0
1586 | 9.1 | 0 | 0 | 0
1587 | 11.42 | 0 | 0 | 0
1588 | 10.78 | 0 | 0 | 0
1589 | 8.96 | 0 | 0 | 0
1590 | 7.17 | 0.0175 | 0 | 0.20897
1591 | 5.88 | 0.37341 | 0.028971 | 8.0676
1592 | 3.67 | 1.7867 | 0.34431 | 26.4272
1593 | 6.38 | 3.4684 | 1.3415 | 38.4595
1594 | 4.35 | 4.8485 | 2.726 | 44.3712
1595 | 7.22 | 5.566 | 3.3718 | 47.9379
1596 | 9.74 | 5.5605 | 3.6749 | 48.0089
1597 | 9.89 | 5.4567 | 3.631 | 47.7301
1598 | 9.15 | 5.1674 | 3.3231 | 45.0873
1599 | 11.38 | 4.1951 | 2.5384 | 43.2263
1600 | 13.74 | 3.0895 | 1.5611 | 37.6504
1601 | 14.86 | 1.7123 | 0.68551 | 20.9712
1602 | 13.88 | 0.45541 | 0.073895 | 3.275
1603 | 13.85 | 0.035198 | 0 | 0
1604 | 12.09 | 0 | 0 | 0
1605 | 11.98 | 0 | 0 | 0
1606 | 11.79 | 0 | 0 | 0
1607 | 11.78 | 0 | 0 | 0
1608 | 12.27 | 0 | 0 | 0
1609 | 10.97 | 0 | 0 | 0
1610 | 9.1 | 0 | 0 | 0
1611 | 11.42 | 0 | 0 | 0
1612 | 10.78 | 0 | 0 | 0
1613 | 8.96 | 0 | 0 | 0
1614 | 7.17 | 0.0175 | 0 | 0.20897
1615 | 5.88 | 0.37341 | 0.028971 | 8.0676
1616 | 3.67 | 1.7867 | 0.34431 | 26.4272
1617 | 6.38 | 3.4684 | 1.3415 | 38.4595
1618 | 4.35 | 4.8485 | 2.726 | 44.3712
1619 | 7.22 | 5.566 | 3.3718 | 47.9379
1620 | 9.74 | 5.5605 | 3.6749 | 48.0089
1621 | 9.89 | 5.4567 | 3.631 | 47.7301
1622 | 9.15 | 5.1674 | 3.3231 | 45.0873
1623 | 11.38 | 4.1951 | 2.5384 | 43.2263
1624 | 13.74 | 3.0895 | 1.5611 | 37.6504
1625 | 14.86 | 1.7123 | 0.68551 | 20.9712
1626 | 13.88 | 0.45541 | 0.073895 | 3.275
1627 | 13.85 | 0.035198 | 0 | 0
1628 | 12.09 | 0 | 0 | 0
1629 | 11.98 | 0 | 0 | 0
1630 | 11.79 | 0 | 0 | 0
1631 | 11.78 | 0 | 0 | 0
1632 | 12.27 | 0 | 0 | 0
1633 | 10.97 | 0 | 0 | 0
1634 | 9.1 | 0 | 0 | 0
1635 | 11.42 | 0 | 0 | 0
1636 | 10.78 | 0 | 0 | 0
1637 | 8.96 | 0 | 0 | 0
1638 | 7.17 | 0.0175 | 0 | 0.20897
1639 | 5.88 | 0.37341 | 0.028971 | 8.0676
1640 | 3.67 | 1.7867 | 0.34431 | 26.4272
1641 | 6.38 | 3.4684 | 1.3415 | 38.4595
1642 | 4.35 | 4.8485 | 2.726 | 44.3712
1643 | 7.22 | 5.566 | 3.3718 | 47.9379
1644 | 9.74 | 5.5605 | 3.6749 | 48.0089
1645 | 9.89 | 5.4567 | 3.631 | 47.7301
1646 | 9.15 | 5.1674 | 3.3231 | 45.0873
1647 | 11.38 | 4.1951 | 2.5384 | 43.2263
1648 | 13.74 | 3.0895 | 1.5611 | 37.6504
1649 | 14.86 | 1.7123 | 0.68551 | 20.9712
1650 | 13.88 | 0.45541 | 0.073895 | 3.275
1651 | 13.85 | 0.035198 | 0 | 0
1652 | 12.09 | 0 | 0 | 0
1653 | 11.98 | 0 | 0 | 0
1654 | 11.79 | 0 | 0 | 0
1655 | 11.78 | 0 | 0 | 0
1656 | 12.27 | 0 | 0 | 0
1657 | 10.97 | 0 | 0 | 0
1658 | 9.1 | 0 | 0 | 0
1659 | 11.42 | 0 | 0 | 0
1660 | 10.78 | 0 | 0 | 0
1661 | 8.96 | 0 | 0 | 0
1662 | 7.17 | 0.0175 | 0 | 0.20897
1663 | 5.88 | 0.37341 | 0.028971 | 8.0676
1664 | 3.67 | 1.7867 | 0.34431 | 26.4272
1665 | 6.38 | 3.4684 | 1.3415 | 38.4595
1666 | 4.35 | 4.8485 | 2.726 | 44.3712
1667 | 7.22 | 5.566 | 3.3718 | 47.9379
1668 | 9.74 | 5.5605 | 3.6749 | 48.0089
1669 | 9.89 | 5.4567 | 3.631 | 47.7301
1670 | 9.15 | 5.1674 | 3.3231 | 45.0873
1671 | 11.38 | 4.1951 | 2.5384 | 43.2263
1672 | 13.74 | 3.0895 | 1.5611 | 37.6504
1673 | 14.86 | 1.7123 | 0.68551 | 20.9712
1674 | 13.88 | 0.45541 | 0.073895 | 3.275
1675 | 13.85 | 0.035198 | 0 | 0
1676 | 12.09 | 0 | 0 | 0
1677 | 11.98 | 0 | 0 | 0
1678 | 11.79 | 0 | 0 | 0
1679 | 11.78 | 0 | 0 | 0
1680 | 12.27 | 0 | 0 | 0
1681 | 10.97 | 0 | 0 | 0
1682 | 9.1 | 0 | 0 | 0
1683 | 11.42 | 0 | 0 | 0
1684 | 10.78 | 0 | 0 | 0
1685 | 8.96 | 0 | 0 | 0
1686 | 7.17 | 0.0175 | 0 | 0.20897
1687 | 5.88 | 0.37341 | 0.028971 | 8.0676
1688 | 3.67 | 1.7867 | 0.34431 | 26.4272
1689 | 6.38 | 3.4684 | 1.3415 | 38.4595
1690 | 4.35 | 4.8485 | 2.726 | 44.3712
1691 | 7.22 | 5.566 | 3.3718 | 47.9379
1692 | 9.74 | 5.5605 | 3.6749 | 48.0089
1693 | 9.89 | 5.4567 | 3.631 | 47.7301
1694 | 9.15 | 5.1674 | 3.3231 | 45.0873
1695 | 11.38 | 4.1951 | 2.5384 | 43.2263
1696 | 13.74 | 3.0895 | 1.5611 | 37.6504
1697 | 14.86 | 1.7123 | 0.68551 | 20.9712
1698 | 13.88 | 0.45541 | 0.073895 | 3.275
1699 | 13.85 | 0.035198 | 0 | 0
1700 | 12.09 | 0 | 0 | 0
1701 | 11.98 | 0 | 0 | 0
1702 | 11.79 | 0 | 0 | 0
1703 | 11.78 | 0 | 0 | 0
1704 | 12.27 | 0 | 0 | 0
1705 | 10.97 | 0 | 0 | 0
1706 | 9.1 | 0 | 0 | 0
1707 | 11.42 | 0 | 0 | 0
1708 | 10.78 | 0 | 0 | 0
1709 | 8.96 | 0 | 0 | 0
1710 | 7.17 | 0.0175 | 0 | 0.20897
1711 | 5.88 | 0.37341 | 0.028971 | 8.0676
1712 | 3.67 | 1.7867 | 0.34431 | 26.4272
1713 | 6.38 | 3.4684 | 1.3415 | 38.4595
1714 | 4.35 | 4.8485 | 2.726 | 44.3712
1715 | 7.22 | 5.566 | 3.3718 | 47.9379
1716 | 9.74 | 5.5605 | 3.6749 | 48.0089
1717 | 9.89 | 5.4567 | 3.631 | 47.7301
1718 | 9.15 | 5.1674 | 3.3231 | 45.0873
1719 | 11.38 | 4.1951 | 2.5384 | 43.2263
1720 | 13.74 | 3.0895 | 1.5611 | 37.6504
1721 | 14.86 | 1.7123 | 0.68551 | 20.9712
1722 | 13.88 | 0.45541 | 0.073895 | 3.275
1723 | 13.85 | 0.035198 | 0 | 0
1724 | 12.09 | 0 | 0 | 0
1725 | 11.98 | 0 | 0 | 0
1726 | 11.79 | 0 | 0 | 0
1727 | 11.78 | 0 | 0 | 0
1728 | 12.27 | 0 | 0 | 0
1729 | 10.97 | 0 | 0 | 0
1730 | 9.1 | 0 | 0 | 0
1731 | 11.42 | 0 | 0 | 0
1732 | 10.78 | 0 | 0 | 0
1733 | 8.96 | 0 | 0 | 0
1734 | 7.17 | 0.0175 | 0 | 0.20897
1735 | 5.88 | 0.37341 | 0.028971 | 8.0676
1736 | 3.67 | 1.7867 | 0.34431 | 26.4272
1737 | 6.38 | 3.4684 | 1.3415 | 38.4595
1738 | 4.35 | 4.8485 | 2.726 | 44.3712
1739 | 7.22 | 5.566 | 3.3718 | 47.9379
1740 | 9.74 | 5.5605 | 3.6749 | 48.0089
1741 | 9.89 | 5.4567 | 3.631 | 47.7301
1742 | 9.15 | 5.1674 | 3.3231 | 45.0873
1743 | 11.38 | 4.1951 | 2.5384 | 43.2263
1744 | 13.74 | 3.0895 | 1.5611 | 37.6504
1745 | 14.86 | 1.7123 | 0.68551 | 20.9712
1746 | 13.88 | 0.45541 | 0.073895 | 3.275
1747 | 13.85 | 0.035198 | 0 | 0
1748 | 12.09 | 0 | 0 | 0
1749 | 11.98 | 0 | 0 | 0
1750 | 11.79 | 0 | 0 | 0
1751 | 11.78 | 0 | 0 | 0
1752 | 12.27 | 0 | 0 | 0
1753 | 10.97 | 0 | 0 | 0
1754 | 9.1 | 0 | 0 | 0
1755 | 11.42 | 0 | 0 | 0
1756 | 10.78 | 0 | 0 | 0
1757 | 8.96 | 0 | 0 | 0
1758 | 7.17 | 0.0175 | 0 | 0.20897
1759 | 5.88 | 0.37341 | 0.028971 | 8.0676
1760 | 3.67 | 1.7867 | 0.34431 | 26.4272
1761 | 6.38 | 3.4684 | 1.3415 | 38.4595
1762 | 4.35 | 4.8485 | 2.726 | 44.3712
1763 | 7.22 | 5.566 | 3.3718 | 47.9379
1764 | 9.74 | 5.5605 | 3.6749 | 48.0089
1765 | 9.89 | 5.4567 | 3.631 | 47.7301
1766 | 9.15 | 5.1674 | 3.3231 | 45.0873
1767 | 11.38 | 4.1951 | 2.5384 | 43.2263
1768 | 13.74 | 3.0895 | 1.5611 | 37.6504
1769 | 14.86 | 1.7123 | 0.68551 | 20.9712
1770 | 13.88 | 0.45541 | 0.073895 | 3.275
1771 | 13.85 | 0.035198 | 0 | 0
1772 | 12.09 | 0 | 0 | 0
1773 | 11.98 | 0 | 0 | 0
1774 | 11.79 | 0 | 0 | 0
1775 | 11.78 | 0 | 0 | 0
1776 | 12.27 | 0 | 0 | 0
1777 | 10.97 | 0 | 0 | 0
1778 | 9.1 | 0 | 0 | 0
1779 | 11.42 | 0 | 0 | 0
1780 | 10.78 | 0 | 0 | 0
1781 | 8.96 | 0 | 0 | 0
1782 | 7.17 | 0.0175 | 0 | 0.20897
1783 | 5.88 | 0.37341 | 0.028971 | 8.0676
1784 | 3.67 | 1.7867 | 0.34431 | 26.4272
1785 | 6.38 | 3.4684 | 1.3415 | 38.4595
1786 | 4.35 | 4.8485 | 2.726 | 44.3712
1787 | 7.22 | 5.566 | 3.3718 | 47.9379
1788 | 9.74 | 5.5605 | 3.6749 | 48.0089
1789 | 9.89 | 5.4567 | 3.631 | 47.7301
1790 | 9.15 | 5.1674 | 3.3231 | 45.0873
1791 | 11.38 | 4.1951 | 2.5384 | 43.2263
1792 | 13.74 | 3.0895 | 1.5611 | 37.6504
1793 | 14.86 | 1.7123 | 0.68551 | 20.9712
1794 | 13.88 | 0.45541 | 0.073895 | 3.275
1795 | 13.85 | 0.035198 | 0 | 0
1796 | 12.09 | 0 | 0 | 0
1797 | 11.98 | 0 | 0 | 0
1798 | 11.79 | 0 | 0 | 0
1799 | 11.78 | 0 | 0 | 0
1800 | 12.27 | 0 | 0 | 0
1801 | 10.97 | 0 | 0 | 0
1802 | 9.1 | 0 | 0 | 0
1803 | 11.42 | 0 | 0 | 0
1804 | 10.78 | 0 | 0 | 0
1805 | 8.96 | 0 | 0 | 0
1806 | 7.17 | 0.0175 | 0 | 0.20897
1807 | 5.88 | 0.37341 | 0.028971 | 8.0676
1808 | 3.67 | 1.7867 | 0.34431 | 26.4272
1809 | 6.38 | 3.4684 | 1.3415 | 38.4595
1810 | 4.35 | 4.8485 | 2.726 | 44.3712
1811 | 7.22 | 5.566 | 3.3718 | 47.9379
1812 | 9.74 | 5.5605 | 3.6749 | 48.0089
1813 | 9.89 | 5.4567 | 3.631 | 47.7301
1814 | 9.15 | 5.1674 | 3.3231 | 45.0873
1815 | 11.38 | 4.1951 | 2.5384 | 43.2263
1816 | 13.74 | 3.0895 | 1.5611 | 37.6504
1817 | 14.86 | 1.7123 | 0.68551 | 20.9712
1818 | 13.88 | 0.45541 | 0.073895 | 3.275
1819 | 13.85 | 0.035198 | 0 | 0
1820 | 12.09 | 0 | 0 | 0
1821 | 11.98 | 0 | 0 | 0
1822 | 11.79 | 0 | 0 | 0
1823 | 11.78 | 0 | 0 | 0
1824 | 12.27 | 0 | 0 | 0
1825 | 10.97 | 0 | 0 | 0
1826 | 9.1 | 0 | 0 | 0
1827 | 11.42 | 0 | 0 | 0
1828 | 10.78 | 0 | 0 | 0
1829 | 8.96 | 0 | 0 | 0
1830 | 7.17 | 0.0175 | 0 | 0.20897
1831 | 5.88 | 0.37341 | 0.028971 | 8.0676
1832 | 3.67 | 1.7867 | 0.34431 | 26.4272
1833 | 6.38 | 3.4684 | 1.3415 | 38.4595
1834 | 4.35 | 4.8485 | 2.726 | 44.3712
1835 | 7.22 | 5.566 | 3.3718 | 47.9379
1836 | 9.74 | 5.5605 | 3.6749 | 48.0089
1837 | 9.89 | 5.4567 | 3.631 | 47.7301
1838 | 9.15 | 5.1674 | 3.3231 | 45.0873
1839 | 11.38 | 4.1951 | 2.5384 | 43.2263
1840 | 13.74 | 3.0895 | 1.5611 | 37.6504
1841 | 14.86 | 1.7123 | 0.68551 | 20.9712
1842 | 13.88 | 0.45541 | 0.073895 | 3.275
1843 | 13.85 | 0.035198 | 0 | 0
1844 | 12.09 | 0 | 0 | 0
1845 | 11.98 | 0 | 0 | 0
1846 | 11.79 | 0 | 0 | 0
1847 | 11.78 | 0 | 0 | 0
1848 | 12.27 | 0 | 0 | 0
1849 | 10.97 | 0 | 0 | 0
1850 | 9.1 | 0 | 0 | 0
1851 | 11.42 | 0 | 0 | 0
1852 | 10.78 | 0 | 0 | 0
1853 | 8.96 | 0 | 0 | 0
1854 | 7.17 | 0.0175 | 0 | 0.20897
1855 | 5.88 | 0.37341 | 0.028971 | 8.0676
1856 | 3.67 | 1.7867 | 0.34431 | 26.4272
1857 | 6.38 | 3.4684 | 1.3415 | 38.4595
1858 | 4.35 | 4.8485 | 2.726 | 44.3712
1859 | 7.22 | 5.566 | 3.3718 | 47.9379
1860 | 9.74 | 5.5605 | 3.6749 | 48.0089
1861 | 9.89 | 5.4567 | 3.631 | 47.7301
1862 | 9.15 | 5.1674 | 3.3231 | 45.0873
1863 | 11.38 | 4.1951 | 2.5384 | 43.2263
1864 | 13.74 | 3.0895 | 1.5611 | 37.6504
1865 | 14.86 | 1.7123 | 0.68551 | 20.9712
1866 | 13.88 | 0.45541 | 0.073895 | 3.275
1867 | 13.85 | 0.035198 | 0 | 0
1868 | 12.09 | 0 | 0 | 0
1869 | 11.98 | 0 | 0 | 0
1870 | 11.79 | 0 | 0 | 0
1871 | 11.78 | 0 | 0 | 0
1872 | 12.27 | 0 | 0 | 0
1873 | 10.97 | 0 | 0 | 0
1874 | 9.1 | 0 | 0 | 0
1875 | 11.42 | 0 | 0 | 0
1876 | 10.78 | 0 | 0 | 0
1877 | 8.96 | 0 | 0 | 0
1878 | 7.17 | 0.0175 | 0 | 0.20897
1879 | 5.88 | 0.37341 | 0.028971 | 8.0676
1880 | 3.67 | 1.7867 | 0.34431 | 26.4272
1881 | 6.38 | 3.4684 | 1.3415 | 38.4595
1882 | 4.35 | 4.8485 | 2.726 | 44.3712
1883 | 7.22 | 5.566 | 3.3718 | 47.9379
1884 | 9.74 | 5.5605 | 3.6749 | 48.0089
1885 | 9.89 | 5.4567 | 3.631 | 47.7301
1886 | 9.15 | 5.1674 | 3.3231 | 45.0873
1887 | 11.38 | 4.1951 | 2.5384 | 43.2263
1888 | 13.74 | 3.0895 | 1.5611 | 37.6504
1889 | 14.86 | 1.7123 | 0.68551 | 20.9712
1890 | 13.88 | 0.45541 | 0.073895 | 3.275
1891 | 13.85 | 0.035198 | 0 | 0
1892 | 12.09 | 0 | 0 | 0
1893 | 11.98 | 0 | 0 | 0
1894 | 11.79 | 0 | 0 | 0
1895 | 11.78 | 0 | 0 | 0
1896 | 12.27 | 0 | 0 | 0
1897 | 10.97 | 0 | 0 | 0
1898 | 9.1 | 0 | 0 | 0
1899 | 11.42 | 0 | 0 | 0
1900 | 10.78 | 0 | 0 | 0
1901 | 8.96 | 0 | 0 | 0
1902 | 7.17 | 0.0175 | 0 | 0.20897
1903 | 5.88 | 0.37341 | 0.028971 | 8.0676
1904 | 3.67 | 1.7867 | 0.34431 | 26.4272
1905 | 6.38 | 3.4684 | 1.3415 | 38.4595
1906 | 4.35 | 4.8485 | 2.726 | 44.3712
1907 | 7.22 | 5.566 | 3.3718 | 47.9379
1908 | 9.74 | 5.5605 | 3.6749 | 48.0089
1909 | 9.89 | 5.4567 | 3.631 | 47.7301
1910 | 9.15 | 5.1674 | 3.3231 | 45.0873
1911 | 11.38 | 4.1951 | 2.5384 | 43.2263
1912 | 13.74 | 3.0895 | 1.5611 | 37.6504
1913 | 14.86 | 1.7123 | 0.68551 | 20.9712
1914 | 13.88 | 0.45541 | 0.073895 | 3.275
1915 | 13.85 | 0.035198 | 0 | 0
1916 | 12.09 | 0 | 0 | 0
1917 | 11.98 | 0 | 0 | 0
1918 | 11.79 | 0 | 0 | 0
1919 | 11.78 | 0 | 0 | 0
1920 | 12.27 | 0 | 0 | 0
1921 | 10.97 | 0 | 0 | 0
1922 | 9.1 | 0 | 0 | 0
1923 | 11.42 | 0 | 0 | 0
1924 | 10.78 | 0 | 0 | 0
1925 | 8.96 | 0 | 0 | 0
1926 | 7.17 | 0.0175 | 0 | 0.20897
1927 | 5.88 | 0.37341 | 0.028971 | 8.0676
1928 | 3.67 | 1.7867 | 0.34431 | 26.4272
1929 | 6.38 | 3.4684 | 1.3415 | 38.4595
1930 | 4.35 | 4.8485 | 2.726 | 44.3712
1931 | 7.22 | 5.566 | 3.3718 | 47.9379
1932 | 9.74 | 5.5605 | 3.6749 | 48.0089
1933 | 9.89 | 5.4567 | 3.631 | 47.7301
1934 | 9.15 | 5.1674 | 3.3231 | 45.0873
1935 | 11.38 | 4.1951 | 2.5384 | 43.2263
1936 | 13.74 | 3.0895 | 1.5611 | 37.6504
1937 | 14.86 | 1.7123 | 0.68551 | 20.9712
1938 | 13.88 | 0.45541 | 0.073895 | 3.275
1939 | 13.85 | 0.035198 | 0 | 0
1940 | 12.09 | 0 | 0 | 0
1941 | 11.98 | 0 | 0 | 0
1942 | 11.79 | 0 | 0 | 0
1943 | 11.78 | 0 | 0 | 0
1944 | 12.27 | 0 | 0 | 0
1945 | 10.97 | 0 | 0 | 0
1946 | 9.1 | 0 | 0 | 0
1947 | 11.42 | 0 | 0 | 0
1948 | 10.78 | 0 | 0 | 0
1949 | 8.96 | 0 | 0 | 0
1950 | 7.17 | 0.0175 | 0 | 0.20897
1951 | 5.88 | 0.37341 | 0.028971 | 8.0676
1952 | 3.67 | 1.7867 | 0.34431 | 26.4272
1953 | 6.38 | 3.4684 | 1.3415 | 38.4595
1954 | 4.35 | 4.8485 | 2.726 | 44.3712
1955 | 7.22 | 5.566 | 3.3718 | 47.9379
1956 | 9.74 | 5.5605 | 3.6749 | 48.0089
1957 | 9.89 | 5.4567 | 3.631 | 47.7301
1958 | 9.15 | 5.1674 | 3.3231 | 45.0873
1959 | 11.38 | 4.1951 | 2.5384 | 43.2263
1960 | 13.74 | 3.0895 | 1.5611 | 37.6504
1961 | 14.86 | 1.7123 | 0.68551 | 20.9712
1962 | 13.88 | 0.45541 | 0.073895 | 3.275
1963 | 13.85 | 0.035198 | 0 | 0
1964 | 12.09 | 0 | 0 | 0
1965 | 11.98 | 0 | 0 | 0
1966 | 11.79 | 0 | 0 | 0
1967 | 11.78 | 0 | 0 | 0
1968 | 12.27 | 0 | 0 | 0
1969 | 10.97 | 0 | 0 | 0
1970 | 9.1 | 0 | 0 | 0
1971 | 11.42 | 0 | 0 | 0
1972 | 10.78 | 0 | 0 | 0
1973 | 8.96 | 0 | 0 | 0
1974 | 7.17 | 0.0175 | 0 | 0.20897
1975 | 5.88 | 0.37341 | 0.028971 | 8.0676
1976 | 3.67 | 1.7867 | 0.34431 | 26.4272
1977 | 6.38 | 3.4684 | 1.3415 | 38.4595
1978 | 4.35 | 4.8485 | 2.726 | 44.3712
1979 | 7.22 | 5.566 | 3.3718 | 47.9379
1980 | 9.74 | 5.5605 | 3.6749 | 48.0089
1981 | 9.89 | 5.4567 | 3.631 | 47.7301
1982 | 9.15 | 5.1674 | 3.3231 | 45.0873
1983 | 11.38 | 4.1951 | 2.5384 | 43.2263
1984 | 13.74 | 3.0895 | 1.5611 | 37.6504
1985 | 14.86 | 1.7123 | 0.68551 | 20.9712
1986 | 13.88 | 0.45541 | 0.073895 | 3.275
1987 | 13.85 | 0.035198 | 0 | 0
1988 | 12.09 | 0 | 0 | 0
1989 | 11.98 | 0 | 0 | 0
1990 | 11.79 | 0 | 0 | 0
1991 | 11.78 | 0 | 0 | 0
1992 | 12.27 | 0 | 0 | 0
1993 | 10.97 | 0 | 0 | 0
1994 | 9.1 | 0 | 0 | 0
1995 | 11.42 | 0 | 0 | 0
1996 | 10.78 | 0 | 0 | 0
1997 | 8.96 | 0 | 0 | 0
1998 | 7.17 | 0.0175 | 0 | 0.20897
1999 | 5.88 | 0.37341 | 0.028971 | 8.0676
2000 | 3.67 | 1.7867 | 0.34431 | 26.4272
2001 | 6.38 | 3.4684 | 1.3415 | 38.4595
2002 | 4.35 | 4.8485 | 2.726 | 44.3712
2003 | 7.22 | 5.566 | 3.3718 | 47.9379
2004 | 9.74 | 5.5605 | 3.6749 | 48.0089
2005 | 9.89 | 5.4567 | 3.631 | 47.7301
2006 | 9.15 | 5.1674 | 3.3231 | 45.0873
2007 | 11.38 | 4.1951 | 2.5384 | 43.2263
2008 | 13.74 | 3.0895 | 1.5611 | 37.6504
2009 | 14.86 | 1.7123 | 0.68551 | 20.9712
2010 | 13.88 | 0.45541 | 0.073895 | 3.275
2011 | 13.85 | 0.035198 | 0 | 0
2012 | 12.09 | 0 | 0 | 0
2013 | 11.98 | 0 | 0 | 0
2014 | 11.79 | 0 | 0 | 0
2015 | 11.78 | 0 | 0 | 0
2016 | 12.27 | 0 | 0 | 0
2017 | 10.97 | 0 | 0 | 0
2018 | 9.1 | 0 | 0 | 0
2019 | 11.42 | 0 | 0 | 0
2020 | 10.78 | 0 | 0 | 0
2021 | 8.96 | 0 | 0 | 0
2022 | 7.17 | 0.0175 | 0 | 0.20897
2023 | 5.88 | 0.37341 | 0.028971 | 8.0676
2024 | 3.67 | 1.7867 | 0.34431 | 26.4272
2025 | 6.38 | 3.4684 | 1.3415 | 38.4595
2026 | 4.35 | 4.8485 | 2.726 | 44.3712
2027 | 7.22 | 5.566 | 3.3718 | 47.9379
2028 | 9.74 | 5.5605 | 3.6749 | 48.0089
2029 | 9.89 | 5.4567 | 3.631 | 47.7301
2030 | 9.15 | 5.1674 | 3.3231 | 45.0873
2031 | 11.38 | 4.1951 | 2.5384 | 43.2263
2032 | 13.74 | 3.0895 | 1.5611 | 37.6504
2033 | 14.86 | 1.7123 | 0.68551 | 20.9712
2034 | 13.88 | 0.45541 | 0.073895 | 3.275
2035 | 13.85 | 0.035198 | 0 | 0
2036 | 12.09 | 0 | 0 | 0
2037 | 11.98 | 0 | 0 | 0
2038 | 11.79 | 0 | 0 | 0
2039 | 11.78 | 0 | 0 | 0
2040 | 12.27 | 0 | 0 | 0
2041 | 10.97 | 0 | 0 | 0
2042 | 9.1 | 0 | 0 | 0
2043 | 11.42 | 0 | 0 | 0
2044 | 10.78 | 0 | 0 | 0
2045 | 8.96 | 0 | 0 | 0
2046 | 7.17 | 0.0175 | 0 | 0.20897
2047 | 5.88 | 0.37341 | 0.028971 | 8.0676
2048 | 3.67 | 1.7867 | 0.34431 | 26.4272
2049 | 6.38 | 3.4684 | 1.3415 | 38.4595
2050 | 4.35 | 4.8485 | 2.726 | 44.3712
2051 | 7.22 | 5.566 | 3.3718 | 47.9379
2052 | 9.74 | 5.5605 | 3.6749 | 48.0089
2053 | 9.89 | 5.4567 | 3.631 | 47.7301
2054 | 9.15 | 5.1674 | 3.3231 | 45.0873
2055 | 11.38 | 4.1951 | 2.5384 | 43.2263
2056 | 13.74 | 3.0895 | 1.5611 | 37.6504
2057 | 14.86 | 1.7123 | 0.68551 | 20.9712
2058 | 13.88 | 0.45541 | 0.073895 | 3.275
2059 | 13.85 | 0.035198 | 0 | 0
2060 | 12.09 | 0 | 0 | 0
2061 | 11.98 | 0 | 0 | 0
2062 | 11.79 | 0 | 0 | 0
2063 | 11.78 | 0 | 0 | 0
2064 | 12.27 | 0 | 0 | 0
2065 | 10.97 | 0 | 0 | 0
2066 | 9.1 | 0 | 0 | 0
2067 | 11.42 | 0 | 0 | 0
2068 | 10.78 | 0 | 0 | 0
2069 | 8.96 | 0 | 0 | 0
2070 | 7.17 | 0.0175 | 0 | 0.20897
2071 | 5.88 | 0.37341 | 0.028971 | 8.0676
2072 | 3.67 | 1.7867 | 0.34431 | 26.4272
2073 | 6.38 | 3.4684 | 1.3415 | 38.4595
2074 | 4.35 | 4.8485 | 2.726 | 44.3712
2075 | 7.22 | 5.566 | 3.3718 | 47.9379
2076 | 9.74 | 5.5605 | 3.6749 | 48.0089
2077 | 9.89 | 5.4567 | 3.631 | 47.7301
2078 | 9.15 | 5.1674 | 3.3231 | 45.0873
2079 | 11.38 | 4.1951 | 2.5384 | 43.2263
2080 | 13.74 | 3.0895 | 1.5611 | 37.6504
2081 | 14.86 | 1.7123 | 0.68551 | 20.9712
2082 | 13.88 | 0.45541 | 0.073895 | 3.275
2083 | 13.85 | 0.035198 | 0 | 0
2084 | 12.09 | 0 | 0 | 0
2085 | 11.98 | 0 | 0 | 0
2086 | 11.79 | 0 | 0 | 0
2087 | 11.78 | 0 | 0 | 0
2088 | 12.27 | 0 | 0 | 0
2089 | 10.97 | 0 | 0 | 0
2090 | 9.1 | 0 | 0 | 0
2091 | 11.42 | 0 | 0 | 0
2092 | 10.78 | 0 | 0 | 0
2093 | 8.96 | 0 | 0 | 0
2094 | 7.17 | 0.0175 | 0 | 0.20897
2095 | 5.88 | 0.37341 | 0.028971 | 8.0676
2096 | 3.67 | 1.7867 | 0.34431 | 26.4272
2097 | 6.38 | 3.4684 | 1.3415 | 38.4595
2098 | 4.35 | 4.8485 | 2.726 | 44.3712
2099 | 7.22 | 5.566 | 3.3718 | 47.9379
2100 | 9.74 | 5.5605 | 3.6749 | 48.0089
2101 | 9.89 | 5.4567 | 3.631 | 47.7301
2102 | 9.15 | 5.1674 | 3.3231 | 45.0873
2103 | 11.38 | 4.1951 | 2.5384 | 43.2263
2104 | 13.74 | 3.0895 | 1.5611 | 37.6504
2105 | 14.86 | 1.7123 | 0.68551 | 20.9712
2106 | 13.88 | 0.45541 | 0.073895 | 3.275
2107 | 13.85 | 0.035198 | 0 | 0
2108 | 12.09 | 0 | 0 | 0
2109 | 11.98 | 0 | 0 | 0
2110 | 11.79 | 0 | 0 | 0
2111 | 11.78 | 0 | 0 | 0
2112 | 12.27 | 0 | 0 | 0
2113 | 10.97 | 0 | 0 | 0
2114 | 9.1 | 0 | 0 | 0
2115 | 11.42 | 0 | 0 | 0
2116 | 10.78 | 0 | 0 | 0
2117 | 8.96 | 0 | 0 | 0
2118 | 7.17 | 0.0175 | 0 | 0.20897
2119 | 5.88 | 0.37341 | 0.028971 | 8.0676
2120 | 3.67 | 1.7867 | 0.34431 | 26.4272
2121 | 6.38 | 3.4684 | 1.3415 | 38.4595
2122 | 4.35 | 4.8485 | 2.726 | 44.3712
2123 | 7.22 | 5.566 | 3.3718 | 47.9379
2124 | 9.74 | 5.5605 | 3.6749 | 48.0089
2125 | 9.89 | 5.4567 | 3.631 | 47.7301
2126 | 9.15 | 5.1674 | 3.3231 | 45.0873
2127 | 11.38 | 4.1951 | 2.5384 | 43.2263
2128 | 13.74 | 3.0895 | 1.5611 | 37.6504
2129 | 14.86 | 1.7123 | 0.68551 | 20.9712
2130 | 13.88 | 0.45541 | 0.073895 | 3.275
2131 | 13.85 | 0.035198 | 0 | 0
2132 | 12.09 | 0 | 0 | 0
2133 | 11.98 | 0 | 0 | 0
2134 | 11.79 | 0 | 0 | 0
2135 | 11.78 | 0 | 0 | 0
2136 | 12.27 | 0 | 0 | 0
2137 | 10.97 | 0 | 0 | 0
2138 | 9.1 | 0 | 0 | 0
2139 | 11.42 | 0 | 0 | 0
2140 | 10.78 | 0 | 0 | 0
2141 | 8.96 | 0 | 0 | 0
2142 | 7.17 | 0.0175 | 0 | 0.20897
2143 | 5.88 | 0.37341 | 0.028971 | 8.0676
2144 | 3.67 | 1.7867 | 0.34431 | 26.4272
2145 | 6.38 | 3.4684 | 1.3415 | 38.4595
2146 | 4.35 | 4.8485 | 2.726 | 44.3712
2147 | 7.22 | 5.566 | 3.3718 | 47.9379
2148 | 9.74 | 5.5605 | 3.6749 | 48.0089
2149 | 9.89 | 5.4567 | 3.631 | 47.7301
2150 | 9.15 | 5.1674 | 3.3231 | 45.0873
2151 | 11.38 | 4.1951 | 2.5384 | 43.2263
2152 | 13.74 | 3.0895 | 1.5611 | 37.6504
2153 | 14.86 | 1.7123 | 0.68551 | 20.9712
2154 | 13.88 | 0.45541 | 0.073895 | 3.275
2155 | 13.85 | 0.035198 | 0 | 0
2156 | 12.09 | 0 | 0 | 0
2157 | 11.98 | 0 | 0 | 0
2158 | 11.79 | 0 | 0 | 0
2159 | 11.78 | 0 | 0 | 0
2160 | 12.27 | 0 | 0 | 0
2161 | 10.97 | 0 | 0 | 0
2162 | 9.1 | 0 | 0 | 0
2163 | 11.42 | 0 | 0 | 0
2164 | 10.78 | 0 | 0 | 0
2165 | 8.96 | 0 | 0 | 0
2166 | 7.17 | 0.0175 | 0 | 0.20897
2167 | 5.88 | 0.37341 | 0.028971 | 8.0676
2168 | 3.67 | 1.7867 | 0.34431 | 26.4272
2169 | 6.38 | 3.4684 | 1.3415 | 38.4595
2170 | 4.35 | 4.8485 | 2.726 | 44.3712
2171 | 7.22 | 5.566 | 3.3718 | 47.9379
2172 | 9.74 | 5.5605 | 3.6749 | 48.0089
2173 | 9.89 | 5.4567 | 3.631 | 47.7301
2174 | 9.15 | 5.1674 | 3.3231 | 45.0873
2175 | 11.38 | 4.1951 | 2.5384 | 43.2263
2176 | 13.74 | 3.0895 | 1.5611 | 37.6504
2177 | 14.86 | 1.7123 | 0.68551 | 20.9712
2178 | 13.88 | 0.45541 | 0.073895 | 3.275
2179 | 13.85 | 0.035198 | 0 | 0
2180 | 12.09 | 0 | 0 | 0
2181 | 11.98 | 0 | 0 | 0
2182 | 11.79 | 0 | 0 | 0
2183 | 11.78 | 0 | 0 | 0
2184 | 12.27 | 0 | 0 | 0
2185 | 10.97 | 0 | 0 | 0
2186 | 9.1 | 0 | 0 | 0
2187 | 11.42 | 0 | 0 | 0
2188 | 10.78 | 0 | 0 | 0
2189 | 8.96 | 0 | 0 | 0
2190 | 7.17 | 0.0175 | 0 | 0.20897
2191 | 5.88 | 0.37341 | 0.028971 | 8.0676
2192 | 3.67 | 1.7867 | 0.34431 | 26.4272
2193 | 6.38 | 3.4684 | 1.3415 | 38.4595
2194 | 4.35 | 4.8485 | 2.726 | 44.3712
2195 | 7.22 | 5.566 | 3.3718 | 47.9379
2196 | 9.74 | 5.5605 | 3.6749 | 48.0089
2197 | 9.89 | 5.4567 | 3.631 | 47.7301
2198 | 9.15 | 5.1674 | 3.3231 | 45.0873
2199 | 11.38 | 4.1951 | 2.5384 | 43.2263
2200 | 13.74 | 3.0895 | 1.5611 | 37.6504
2201 | 14.86 | 1.7123 | 0.68551 | 20.9712
2202 | 13.88 | 0.45541 | 0.073895 | 3.275
2203 | 13.85 | 0.035198 | 0 | 0
2204 | 12.09 | 0 | 0 | 0
2205 | 11.98 | 0 | 0 | 0
2206 | 11.79 | 0 | 0 | 0
2207 | 11.78 | 0 | 0 | 0
2208 | 12.27 | 0 | 0 | 0
2209 | 10.97 | 0 | 0 | 0
2210 | 9.1 | 0 | 0 | 0
2211 | 11.42 | 0 | 0 | 0
2212 | 10.78 | 0 | 0 | 0
2213 | 8.96 | 0 | 0 | 0
2214 | 7.17 | 0.0175 | 0 | 0.20897
2215 | 5.88 | 0.37341 | 0.028971 | 8.0676
2216 | 3.67 | 1.7867 | 0.34431 | 26.4272
2217 | 6.38 | 3.4684 | 1.3415 | 38.4595
2218 | 4.35 | 4.8485 | 2.726 | 44.3712
2219 | 7.22 | 5.566 | 3.3718 | 47.9379
2220 | 9.74 | 5.5605 | 3.6749 | 48.0089
2221 | 9.89 | 5.4567 | 3.631 | 47.7301
2222 | 9.15 | 5.1674 | 3.3231 | 45.0873
2223 | 11.38 | 4.1951 | 2.5384 | 43.2263
2224 | 13.74 | 3.0895 | 1.5611 | 37.6504
2225 | 14.86 | 1.7123 | 0.68551 | 20.9712
2226 | 13.88 | 0.45541 | 0.073895 | 3.275
2227 | 13.85 | 0.035198 | 0 | 0
2228 | 12.09 | 0 | 0 | 0
2229 | 11.98 | 0 | 0 | 0
2230 | 11.79 | 0 | 0 | 0
2231 | 11.78 | 0 | 0 | 0
2232 | 12.27 | 0 | 0 | 0
2233 | 10.97 | 0 | 0 | 0
2234 | 9.1 | 0 | 0 | 0
2235 | 11.42 | 0 | 0 | 0
2236 | 10.78 | 0 | 0 | 0
2237 | 8.96 | 0 | 0 | 0
2238 | 7.17 | 0.0175 | 0 | 0.20897
2239 | 5.88 | 0.37341 | 0.028971 | 8.0676
2240 | 3.67 | 1.7867 | 0.34431 | 26.4272
2241 | 6.38 | 3.4684 | 1.3415 | 38.4595
2242 | 4.35 | 4.8485 | 2.726 | 44.3712
2243 | 7.22 | 5.566 | 3.3718 | 47.9379
2244 | 9.74 | 5.5605 | 3.6749 | 48.0089
2245 | 9.89 | 5.4567 | 3.631 | 47.7301
2246 | 9.15 | 5.1674 | 3.3231 | 45.0873
2247 | 11.38 | 4.1951 | 2.5384 | 43.2263
2248 | 13.74 | 3.0895 | 1.5611 | 37.6504
2249 | 14.86 | 1.7123 | 0.68551 | 20.9712
2250 | 13.88 | 0.45541 | 0.073895 | 3.275
2251 | 13.85 | 0.035198 | 0 | 0
2252 | 12.09 | 0 | 0 | 0
2253 | 11.98 | 0 | 0 | 0
2254 | 11.79 | 0 | 0 | 0
2255 | 11.78 | 0 | 0 | 0
2256 | 12.27 | 0 | 0 | 0
2257 | 10.97 | 0 | 0 | 0
2258 | 9.1 | 0 | 0 | 0
2259 | 11.42 | 0 | 0 | 0
2260 | 10.78 | 0 | 0 | 0
2261 | 8.96 | 0 | 0 | 0
2262 | 7.17 | 0.0175 | 0 | 0.20897
2263 | 5.88 | 0.37341 | 0.028971 | 8.0676
2264 | 3.67 | 1.7867 | 0.34431 | 26.4272
2265 | 6.38 | 3.4684 | 1.3415 | 38.4595
2266 | 4.35 | 4.8485 | 2.726 | 44.3712
2267 | 7.22 | 5.566 | 3.3718 | 47.9379
2268 | 9.74 | 5.5605 | 3.6749 | 48.0089
2269 | 9.89 | 5.4567 | 3.631 | 47.7301
2270 | 9.15 | 5.1674 | 3.3231 | 45.0873
2271 | 11.38 | 4.1951 | 2.5384 | 43.2263
2272 | 13.74 | 3.0895 | 1.5611 | 37.6504
2273 | 14.86 | 1.7123 | 0.68551 | 20.9712
2274 | 13.88 | 0.45541 | 0.073895 | 3.275
2275 | 13.85 | 0.035198 | 0 | 0
2276 | 12.09 | 0 | 0 | 0
2277 | 11.98 | 0 | 0 | 0
2278 | 11.79 | 0 | 0 | 0
2279 | 11.78 | 0 | 0 | 0
2280 | 12.27 | 0 | 0 | 0
2281 | 10.97 | 0 | 0 | 0
2282 | 9.1 | 0 | 0 | 0
2283 | 11.42 | 0 | 0 | 0
2284 | 10.78 | 0 | 0 | 0
2285 | 8.96 | 0 | 0 | 0
2286 | 7.17 | 0.0175 | 0 | 0.20897
2287 | 5.88 | 0.37341 | 0.028971 | 8.0676
2288 | 3.67 | 1.7867 | 0.34431 | 26.4272
2289 | 6.38 | 3.4684 | 1.3415 | 38.4595
2290 | 4.35 | 4.8485 | 2.726 | 44.3712
2291 | 7.22 | 5.566 | 3.3718 | 47.9379
2292 | 9.74 | 5.5605 | 3.6749 | 48.0089
2293 | 9.89 | 5.4567 | 3.631 | 47.7301
2294 | 9.15 | 5.1674 | 3.3231 | 45.0873
2295 | 11.38 | 4.1951 | 2.5384 | 43.2263
2296 | 13.74 | 3.0895 | 1.5611 | 37.6504
2297 | 14.86 | 1.7123 | 0.68551 | 20.9712
2298 | 13.88 | 0.45541 | 0.073895 | 3.275
2299 | 13.85 | 0.035198 | 0 | 0
2300 | 12.09 | 0 | 0 | 0
2301 | 11.98 | 0 | 0 | 0
2302 | 11.79 | 0 | 0 | 0
2303 | 11.78 | 0 | 0 | 0
2304 | 12.27 | 0 | 0 | 0
2305 | 10.97 | 0 | 0 | 0
2306 | 9.1 | 0 | 0 | 0
2307 | 11.42 | 0 | 0 | 0
2308 | 10.78 | 0 | 0 | 0
2309 | 8.96 | 0 | 0 | 0
2310 | 7.17 | 0.0175 | 0 | 0.20897
2311 | 5.88 | 0.37341 | 0.028971 | 8.0676
2312 | 3.67 | 1.7867 | 0.34431 | 26.4272
2313 | 6.38 | 3.4684 | 1.3415 | 38.4595
2314 | 4.35 | 4.8485 | 2.726 | 44.3712
2315 | 7.22 | 5.566 | 3.3718 | 47.9379
2316 | 9.74 | 5.5605 | 3.6749 | 48.0089
2317 | 9.89 | 5.4567 | 3.631 | 47.7301
2318 | 9.15 | 5.1674 | 3.3231 | 45.0873
2319 | 11.38 | 4.1951 | 2.5384 | 43.2263
2320 | 13.74 | 3.0895 | 1.5611 | 37.6504
2321 | 14.86 | 1.7123 | 0.68551 | 20.9712
2322 | 13.88 | 0.45541 | 0.073895 | 3.275
2323 | 13.85 | 0.035198 | 0 | 0
2324 | 12.09 | 0 | 0 | 0
2325 | 11.98 | 0 | 0 | 0
2326 | 11.79 | 0 | 0 | 0
2327 | 11.78 | 0 | 0 | 0
2328 | 12.27 | 0 | 0 | 0
2329 | 10.97 | 0 | 0 | 0
2330 | 9.1 | 0 | 0 | 0
2331 | 11.42 | 0 | 0 | 0
2332 | 10.78 | 0 | 0 | 0
2333 | 8.96 | 0 | 0 | 0
2334 | 7.17 | 0.0175 | 0 | 0.20897
2335 | 5.88 | 0.37341 | 0.028971 | 8.0676
2336 | 3.67 | 1.7867 | 0.34431 | 26.4272
2337 | 6.38 | 3.4684 | 1.3415 | 38.4595
2338 | 4.35 | 4.8485 | 2.726 | 44.3712
2339 | 7.22 | 5.566 | 3.3718 | 47.9379
2340 | 9.74 | 5.5605 | 3.6749 | 48.0089
2341 | 9.89 | 5.4567 | 3.631 | 47.7301
2342 | 9.15 | 5.1674 | 3.3231 | 45.0873
2343 | 11.38 | 4.1951 | 2.5384 | 43.2263
2344 | 13.74 | 3.0895 | 1.5611 | 37.6504
2345 | 14.86 | 1.7123 | 0.68551 | 20.9712
2346 | 13.88 | 0.45541 | 0.073895 | 3.275
2347 | 13.85 | 0.035198 | 0 | 0
2348 | 12.09 | 0 | 0 | 0
2349 | 11.98 | 0 | 0 | 0
2350 | 11.79 | 0 | 0 | 0
2351 | 11.78 | 0 | 0 | 0
2352 | 12.27 | 0 | 0 | 0
2353 | 10.97 | 0 | 0 | 0
2354 | 9.1 | 0 | 0 | 0
2355 | 11.42 | 0 | 0 | 0
2356 | 10.78 | 0 | 0 | 0
2357 | 8.96 | 0 | 0 | 0
2358 | 7.17 | 0.0175 | 0 | 0.20897
2359 | 5.88 | 0.37341 | 0.028971 | 8.0676
2360 | 3.67 | 1.7867 | 0.34431 | 26.4272
2361 | 6.38 | 3.4684 | 1.3415 | 38.4595
2362 | 4.35 | 4.8485 | 2.726 | 44.3712
2363 | 7.22 | 5.566 | 3.3718 | 47.9379
2364 | 9.74 | 5.5605 | 3.6749 | 48.0089
2365 | 9.89 | 5.4567 | 3.631 | 47.7301
2366 | 9.15 | 5.1674 | 3.3231 | 45.0873
2367 | 11.38 | 4.1951 | 2.5384 | 43.2263
2368 | 13.74 | 3.0895 | 1.5611 | 37.6504
2369 | 14.86 | 1.7123 | 0.68551 | 20.9712
2370 | 13.88 | 0.45541 | 0.073895 | 3.275
2371 | 13.85 | 0.035198 | 0 | 0
2372 | 12.09 | 0 | 0 | 0
2373 | 11.98 | 0 | 0 | 0
2374 | 11.79 | 0 | 0 | 0
2375 | 11.78 | 0 | 0 | 0
2376 | 12.27 | 0 | 0 | 0
2377 | 10.97 | 0 | 0 | 0
2378 | 9.1 | 0 | 0 | 0
2379 | 11.42 | 0 | 0 | 0
2380 | 10.78 | 0 | 0 | 0
2381 | 8.96 | 0 | 0 | 0
2382 | 7.17 | 0.0175 | 0 | 0.20897
2383 | 5.88 | 0.37341 | 0.028971 | 8.0676
2384 | 3.67 | 1.7867 | 0.34431 | 26.4272
2385 | 6.38 | 3.4684 | 1.3415 | 38.4595
2386 | 4.35 | 4.8485 | 2.726 | 44.3712
2387 | 7.22 | 5.566 | 3.3718 | 47.9379
2388 | 9.74 | 5.5605 | 3.6749 | 48.0089
2389 | 9.89 | 5.4567 | 3.631 | 47.7301
2390 | 9.15 | 5.1674 | 3.3231 | 45.0873
2391 | 11.38 | 4.1951 | 2.5384 | 43.2263
2392 | 13.74 | 3.0895 | 1.5611 | 37.6504
2393 | 14.86 | 1.7123 | 0.68551 | 20.9712
2394 | 13.88 | 0.45541 | 0.073895 | 3.275
2395 | 13.85 | 0.035198 | 0 | 0
2396 | 12.09 | 0 | 0 | 0
2397 | 11.98 | 0 | 0 | 0
2398 | 11.79 | 0 | 0 | 0
2399 | 11.78 | 0 | 0 | 0
2400 | 12.27 | 0 | 0 | 0
2401 | 10.97 | 0 | 0 | 0
2402 | 9.1 | 0 | 0 | 0
2403 | 11.42 | 0 | 0 | 0
2404 | 10.78 | 0 | 0 | 0
2405 | 8.96 | 0 | 0 | 0
2406 | 7.17 | 0.0175 | 0 | 0.20897
2407 | 5.88 | 0.37341 | 0.028971 | 8.0676
2408 | 3.67 | 1.7867 | 0.34431 | 26.4272
2409 | 6.38 | 3.4684 | 1.3415 | 38.4595
2410 | 4.35 | 4.8485 | 2.726 | 44.3712
2411 | 7.22 | 5.566 | 3.3718 | 47.9379
2412 | 9.74 | 5.5605 | 3.6749 | 48.0089
2413 | 9.89 | 5.4567 | 3.631 | 47.7301
2414 | 9.15 | 5.1674 | 3.3231 | 45.0873
2415 | 11.38 | 4.1951 | 2.5384 | 43.2263
2416 | 13.74 | 3.0895 | 1.5611 | 37.6504
2417 | 14.86 | 1.7123 | 0.68551 | 20.9712
2418 | 13.88 | 0.45541 | 0.073895 | 3.275
2419 | 13.85 | 0.035198 | 0 | 0
2420 | 12.09 | 0 | 0 | 0
2421 | 11.98 | 0 | 0 | 0
2422 | 11.79 | 0 | 0 | 0
2423 | 11.78 | 0 | 0 | 0
2424 | 12.27 | 0 | 0 | 0
2425 | 10.97 | 0 | 0 | 0
2426 | 9.1 | 0 | 0 | 0
2427 | 11.42 | 0 | 0 | 0
2428 | 10.78 | 0 | 0 | 0
2429 | 8.96 | 0 | 0 | 0
2430 | 7.17 | 0.0175 | 0 | 0.20897
2431 | 5.88 | 0.37341 | 0.028971 | 8.0676
2432 | 3.67 | 1.7867 | 0.34431 | 26.4272
2433 | 6.38 | 3.4684 | 1.3415 | 38.4595
2434 | 4.35 | 4.8485 | 2.726 | 44.3712
2435 | 7.22 | 5.566 | 3.3718 | 47.9379
2436 | 9.74 | 5.5605 | 3.6749 | 48.0089
2437 | 9.89 | 5.4567 | 3.631 | 47.7301
2438 | 9.15 | 5.1674 | 3.3231 | 45.0873
2439 | 11.38 | 4.1951 | 2.5384 | 43.2263
2440 | 13.74 | 3.0895 | 1.5611 | 37.6504
2441 | 14.86 | 1.7123 | 0.68551 | 20.9712
2442 | 13.88 | 0.45541 | 0.073895 | 3.275
2443 | 13.85 | 0.035198 | 0 | 0
2444 | 12.09 | 0 | 0 | 0
2445 | 11.98 | 0 | 0 | 0
2446 | 11.79 | 0 | 0 | 0
2447 | 11.78 | 0 | 0 | 0
2448 | 12.27 | 0 | 0 | 0
2449 | 10.97 | 0 | 0 | 0
2450 | 9.1 | 0 | 0 | 0
2451 | 11.42 | 0 | 0 | 0
2452 | 10.78 | 0 | 0 | 0
2453 | 8.96 | 0 | 0 | 0
2454 | 7.17 | 0.0175 | 0 | 0.20897
2455 | 5.88 | 0.37341 | 0.028971 | 8.0676
2456 | 3.67 | 1.7867 | 0.34431 | 26.4272
2457 | 6.38 | 3.4684 | 1.3415 | 38.4595
2458 | 4.35 | 4.8485 | 2.726 | 44.3712
2459 | 7.22 | 5.566 | 3.3718 | 47.9379
2460 | 9.74 | 5.5605 | 3.6749 | 48.0089
2461 | 9.89 | 5.4567 | 3.631 | 47.7301
2462 | 9.15 | 5.1674 | 3.3231 | 45.0873
2463 | 11.38 | 4.1951 | 2.5384 | 43.2263
2464 | 13.74 | 3.0895 | 1.5611 | 37.6504
2465 | 14.86 | 1.7123 | 0.68551 | 20.9712
2466 | 13.88 | 0.45541 | 0.073895 | 3.275
2467 | 13.85 | 0.035198 | 0 | 0
2468 | 12.09 | 0 | 0 | 0
2469 | 11.98 | 0 | 0 | 0
2470 | 11.79 | 0 | 0 | 0
2471 | 11.78 | 0 | 0 | 0
2472 | 12.27 | 0 | 0 | 0
2473 | 10.97 | 0 | 0 | 0
2474 | 9.1 | 0 | 0 | 0
2475 | 11.42 | 0 | 0 | 0
2476 | 10.78 | 0 | 0 | 0
2477 | 8.96 | 0 | 0 | 0
2478 | 7.17 | 0.0175 | 0 | 0.20897
2479 | 5.88 | 0.37341 | 0.028971 | 8.0676
2480 | 3.67 | 1.7867 | 0.34431 | 26.4272
2481 | 6.38 | 3.4684 | 1.3415 | 38.4595
2482 | 4.35 | 4.8485 | 2.726 | 44.3712
2483 | 7.22 | 5.566 | 3.3718 | 47.9379
2484 | 9.74 | 5.5605 | 3.6749 | 48.0089
2485 | 9.89 | 5.4567 | 3.631 | 47.7301
2486 | 9.15 | 5.1674 | 3.3231 | 45.0873
2487 | 11.38 | 4.1951 | 2.5384 | 43.2263
2488 | 13.74 | 3.0895 | 1.5611 | 37.6504
2489 | 14.86 | 1.7123 | 0.68551 | 20.9712
2490 | 13.88 | 0.45541 | 0.073895 | 3.275
2491 | 13.85 | 0.035198 | 0 | 0
2492 | 12.09 | 0 | 0 | 0
2493 | 11.98 | 0 | 0 | 0
2494 | 11.79 | 0 | 0 | 0
2495 | 11.78 | 0 | 0 | 0
2496 | 12.27 | 0 | 0 | 0
2497 | 10.97 | 0 | 0 | 0
2498 | 9.1 | 0 | 0 | 0
2499 | 11.42 | 0 | 0 | 0
2500 | 10.78 | 0 | 0 | 0
2501 | 8.96 | 0 | 0 | 0
2502 | 7.17 | 0.0175 | 0 | 0.20897
2503 | 5.88 | 0.37341 | 0.028971 | 8.0676
2504 | 3.67 | 1.7867 | 0.34431 | 26.4272
2505 | 6.38 | 3.4684 | 1.3415 | 38.4595
2506 | 4.35 | 4.8485 | 2.726 | 44.3712
2507 | 7.22 | 5.566 | 3.3718 | 47.9379
2508 | 9.74 | 5.5605 | 3.6749 | 48.0089
2509 | 9.89 | 5.4567 | 3.631 | 47.7301
2510 | 9.15 | 5.1674 | 3.3231 | 45.0873
2511 | 11.38 | 4.1951 | 2.5384 | 43.2263
2512 | 13.74 | 3.0895 | 1.5611 | 37.6504
2513 | 14.86 | 1.7123 | 0.68551 | 20.9712
2514 | 13.88 | 0.45541 | 0.073895 | 3.275
2515 | 13.85 | 0.035198 | 0 | 0
2516 | 12.09 | 0 | 0 | 0
2517 | 11.98 | 0 | 0 | 0
2518 | 11.79 | 0 | 0 | 0
2519 | 11.78 | 0 | 0 | 0
2520 | 12.27 | 0 | 0 | 0
2521 | 10.97 | 0 | 0 | 0
2522 | 9.1 | 0 | 0 | 0
2523 | 11.42 | 0 | 0 | 0
2524 | 10.78 | 0 | 0 | 0
2525 | 8.96 | 0 | 0 | 0
2526 | 7.17 | 0.0175 | 0 | 0.20897
2527 | 5.88 | 0.37341 | 0.028971 | 8.0676
2528 | 3.67 | 1.7867 | 0.34431 | 26.4272
2529 | 6.38 | 3.4684 | 1.3415 | 38.4595
2530 | 4.35 | 4.8485 | 2.726 | 44.3712
2531 | 7.22 | 5.566 | 3.3718 | 47.9379
2532 | 9.74 | 5.5605 | 3.6749 | 48.0089
2533 | 9.89 | 5.4567 | 3.631 | 47.7301
2534 | 9.15 | 5.1674 | 3.3231 | 45.0873
2535 | 11.38 | 4.1951 | 2.5384 | 43.2263
2536 | 13.74 | 3.0895 | 1.5611 | 37.6504
2537 | 14.86 | 1.7123 | 0.68551 | 20.9712
2538 | 13.88 | 0.45541 | 0.073895 | 3.275
2539 | 13.85 | 0.035198 | 0 | 0
2540 | 12.09 | 0 | 0 | 0
2541 | 11.98 | 0 | 0 | 0
2542 | 11.79 | 0 | 0 | 0
2543 | 11.78 | 0 | 0 | 0
2544 | 12.27 | 0 | 0 | 0
2545 | 10.97 | 0 | 0 | 0
2546 | 9.1 | 0 | 0 | 0
2547 | 11.42 | 0 | 0 | 0
2548 | 10.78 | 0 | 0 | 0
2549 | 8.96 | 0 | 0 | 0
2550 | 7.17 | 0.0175 | 0 | 0.20897
2551 | 5.88 | 0.37341 | 0.028971 | 8.0676
2552 | 3.67 | 1.7867 | 0.34431 | 26.4272
2553 | 6.38 | 3.4684 | 1.3415 | 38.4595
2554 | 4.35 | 4.8485 | 2.726 | 44.3712
2555 | 7.22 | 5.566 | 3.3718 | 47.9379
2556 | 9.74 | 5.5605 | 3.6749 | 48.0089
2557 | 9.89 | 5.4567 | 3.631 | 47.7301
2558 | 9.15 | 5.1674 | 3.3231 | 45.0873
2559 | 11.38 | 4.1951 | 2.5384 | 43.2263
2560 | 13.74 | 3.0895 | 1.5611 | 37.6504
2561 | 14.86 | 1.7123 | 0.68551 | 20.9712
2562 | 13.88 | 0.45541 | 0.073895 | 3.275
2563 | 13.85 | 0.035198 | 0 | 0
2564 | 12.09 | 0 | 0 | 0
2565 | 11.98 | 0 | 0 | 0
2566 | 11.79 | 0 | 0 | 0
2567 | 11.78 | 0 | 0 | 0
2568 | 12.27 | 0 | 0 | 0
2569 | 10.97 | 0 | 0 | 0
2570 | 9.1 | 0 | 0 | 0
2571 | 11.42 | 0 | 0 | 0
2572 | 10.78 | 0 | 0 | 0
2573 | 8.96 | 0 | 0 | 0
2574 | 7.17 | 0.0175 | 0 | 0.20897
2575 | 5.88 | 0.37341 | 0.028971 | 8.0676
2576 | 3.67 | 1.7867 | 0.34431 | 26.4272
2577 | 6.38 | 3.4684 | 1.3415 | 38.4595
2578 | 4.35 | 4.8485 | 2.726 | 44.3712
2579 | 7.22 | 5.566 | 3.3718 | 47.9379
2580 | 9.74 | 5.5605 | 3.6749 | 48.0089
2581 | 9.89 | 5.4567 | 3.631 | 47.7301
2582 | 9.15 | 5.1674 | 3.3231 | 45.0873
2583 | 11.38 | 4.1951 | 2.5384 | 43.2263
2584 | 13.74 | 3.0895 | 1.5611 | 37.6504
2585 | 14.86 | 1.7123 | 0.68551 | 20.9712
2586 | 13.88 | 0.45541 | 0.073895 | 3.275
2587 | 13.85 | 0.035198 | 0 | 0
2588 | 12.09 | 0 | 0 | 0
2589 | 11.98 | 0 | 0 | 0
2590 | 11.79 | 0 | 0 | 0
2591 | 11.78 | 0 | 0 | 0
2592 | 12.27 | 0 | 0 | 0
2593 | 10.97 | 0 | 0 | 0
2594 | 9.1 | 0 | 0 | 0
2595 | 11.42 | 0 | 0 | 0
2596 | 10.78 | 0 | 0 | 0
2597 | 8.96 | 0 | 0 | 0
2598 | 7.17 | 0.0175 | 0 | 0.20897
2599 | 5.88 | 0.37341 | 0.028971 | 8.0676
2600 | 3.67 | 1.7867 | 0.34431 | 26.4272
2601 | 6.38 | 3.4684 | 1.3415 | 38.4595
2602 | 4.35 | 4.8485 | 2.726 | 44.3712
2603 | 7.22 | 5.566 | 3.3718 | 47.9379
2604 | 9.74 | 5.5605 | 3.6749 | 48.0089
2605 | 9.89 | 5.4567 | 3.631 | 47.7301
2606 | 9.15 | 5.1674 | 3.3231 | 45.0873
2607 | 11.38 | 4.1951 | 2.5384 | 43.2263
2608 | 13.74 | 3.0895 | 1.5611 | 37.6504
2609 | 14.86 | 1.7123 | 0.68551 | 20.9712
2610 | 13.88 | 0.45541 | 0.073895 | 3.275
2611 | 13.85 | 0.035198 | 0 | 0
2612 | 12.09 | 0 | 0 | 0
2613 | 11.98 | 0 | 0 | 0
2614 | 11.79 | 0 | 0 | 0
2615 | 11.78 | 0 | 0 | 0
2616 | 12.27 | 0 | 0 | 0
2617 | 10.97 | 0 | 0 | 0
2618 | 9.1 | 0 | 0 | 0
2619 | 11.42 | 0 | 0 | 0
2620 | 10.78 | 0 | 0 | 0
2621 | 8.96 | 0 | 0 | 0
2622 | 7.17 | 0.0175 | 0 | 0.20897
2623 | 5.88 | 0.37341 | 0.028971 | 8.0676
2624 | 3.67 | 1.7867 | 0.34431 | 26.4272
2625 | 6.38 | 3.4684 | 1.3415 | 38.4595
2626 | 4.35 | 4.8485 | 2.726 | 44.3712
2627 | 7.22 | 5.566 | 3.3718 | 47.9379
2628 | 9.74 | 5.5605 | 3.6749 | 48.0089
2629 | 9.89 | 5.4567 | 3.631 | 47.7301
2630 | 9.15 | 5.1674 | 3.3231 | 45.0873
2631 | 11.38 | 4.1951 | 2.5384 | 43.2263
2632 | 13.74 | 3.0895 | 1.5611 | 37.6504
2633 | 14.86 | 1.7123 | 0.68551 | 20.9712
2634 | 13.88 | 0.45541 | 0.073895 | 3.275
2635 | 13.85 | 0.035198 | 0 | 0
2636 | 12.09 | 0 | 0 | 0
2637 | 11.98 | 0 | 0 | 0
2638 | 11.79 | 0 | 0 | 0
2639 | 11.78 | 0 | 0 | 0
2640 | 12.27 | 0 | 0 | 0
2641 | 10.97 | 0 | 0 | 0
2642 | 9.1 | 0 | 0 | 0
2643 | 11.42 | 0 | 0 | 0
2644 | 10.78 | 0 | 0 | 0
2645 | 8.96 | 0 | 0 | 0
2646 | 7.17 | 0.0175 | 0 | 0.20897
2647 | 5.88 | 0.37341 | 0.028971 | 8.0676
2648 | 3.67 | 1.7867 | 0.34431 | 26.4272
2649 | 6.38 | 3.4684 | 1.3415 | 38.4595
2650 | 4.35 | 4.8485 | 2.726 | 44.3712
2651 | 7.22 | 5.566 | 3.3718 | 47.9379
2652 | 9.74 | 5.5605 | 3.6749 | 48.0089
2653 | 9.89 | 5.4567 | 3.631 | 47.7301
2654 | 9.15 | 5.1674 | 3.3231 | 45.0873
2655 | 11.38 | 4.1951 | 2.5384 | 43.2263
2656 | 13.74 | 3.0895 | 1.5611 | 37.6504
2657 | 14.86 | 1.7123 | 0.68551 | 20.9712
2658 | 13.88 | 0.45541 | 0.073895 | 3.275
2659 | 13.85 | 0.035198 | 0 | 0
2660 | 12.09 | 0 | 0 | 0
2661 | 11.98 | 0 | 0 | 0
2662 | 11.79 | 0 | 0 | 0
2663 | 11.78 | 0 | 0 | 0
2664 | 12.27 | 0 | 0 | 0
2665 | 10.97 | 0 | 0 | 0
2666 | 9.1 | 0 | 0 | 0
2667 | 11.42 | 0 | 0 | 0
2668 | 10.78 | 0 | 0 | 0
2669 | 8.96 | 0 | 0 | 0
2670 | 7.17 | 0.0175 | 0 | 0.20897
2671 | 5.88 | 0.37341 | 0.028971 | 8.0676
2672 | 3.67 | 1.7867 | 0.34431 | 26.4272
2673 | 6.38 | 3.4684 | 1.3415 | 38.4595
2674 | 4.35 | 4.8485 | 2.726 | 44.3712
2675 | 7.22 | 5.566 | 3.3718 | 47.9379
2676 | 9.74 | 5.5605 | 3.6749 | 48.0089
2677 | 9.89 | 5.4567 | 3.631 | 47.7301
2678 | 9.15 | 5.1674 | 3.3231 | 45.0873
2679 | 11.38 | 4.1951 | 2.5384 | 43.2263
2680 | 13.74 | 3.0895 | 1.5611 | 37.6504
2681 | 14.86 | 1.7123 | 0.68551 | 20.9712
2682 | 13.88 | 0.45541 | 0.073895 | 3.275
2683 | 13.85 | 0.035198 | 0 | 0
2684 | 12.09 | 0 | 0 | 0
2685 | 11.98 | 0 | 0 | 0
2686 | 11.79 | 0 | 0 | 0
2687 | 11.78 | 0 | 0 | 0
2688 | 12.27 | 0 | 0 | 0
2689 | 10.97 | 0 | 0 | 0
2690 | 9.1 | 0 | 0 | 0
2691 | 11.42 | 0 | 0 | 0
2692 | 10.78 | 0 | 0 | 0
2693 | 8.96 | 0 | 0 | 0
2694 | 7.17 | 0.0175 | 0 | 0.20897
2695 | 5.88 | 0.37341 | 0.028971 | 8.0676
2696 | 3.67 | 1.7867 | 0.34431 | 26.4272
2697 | 6.38 | 3.4684 | 1.3415 | 38.4595
2698 | 4.35 | 4.8485 | 2.726 | 44.3712
2699 | 7.22 | 5.566 | 3.3718 | 47.9379
2700 | 9.74 | 5.5605 | 3.6749 | 48.0089
2701 | 9.89 | 5.4567 | 3.631 | 47.7301
2702 | 9.15 | 5.1674 | 3.3231 | 45.0873
2703 | 11.38 | 4.1951 | 2.5384 | 43.2263
2704 | 13.74 | 3.0895 | 1.5611 | 37.6504
2705 | 14.86 | 1.7123 | 0.68551 | 20.9712
2706 | 13.88 | 0.45541 | 0.073895 | 3.275
2707 | 13.85 | 0.035198 | 0 | 0
2708 | 12.09 | 0 | 0 | 0
2709 | 11.98 | 0 | 0 | 0
2710 | 11.79 | 0 | 0 | 0
2711 | 11.78 | 0 | 0 | 0
2712 | 12.27 | 0 | 0 | 0
2713 | 10.97 | 0 | 0 | 0
2714 | 9.1 | 0 | 0 | 0
2715 | 11.42 | 0 | 0 | 0
2716 | 10.78 | 0 | 0 | 0
2717 | 8.96 | 0 | 0 | 0
2718 | 7.17 | 0.0175 | 0 | 0.20897
2719 | 5.88 | 0.37341 | 0.028971 | 8.0676
2720 | 3.67 | 1.7867 | 0.34431 | 26.4272
2721 | 6.38 | 3.4684 | 1.3415 | 38.4595
2722 | 4.35 | 4.8485 | 2.726 | 44.3712
2723 | 7.22 | 5.566 | 3.3718 | 47.9379
2724 | 9.74 | 5.5605 | 3.6749 | 48.0089
2725 | 9.89 | 5.4567 | 3.631 | 47.7301
2726 | 9.15 | 5.1674 | 3.3231 | 45.0873
2727 | 11.38 | 4.1951 | 2.5384 | 43.2263
2728 | 13.74 | 3.0895 | 1.5611 | 37.6504
2729 | 14.86 | 1.7123 | 0.68551 | 20.9712
2730 | 13.88 | 0.45541 | 0.073895 | 3.275
2731 | 13.85 | 0.035198 | 0 | 0
2732 | 12.09 | 0 | 0 | 0
2733 | 11.98 | 0 | 0 | 0
2734 | 11.79 | 0 | 0 | 0
2735 | 11.78 | 0 | 0 | 0
2736 | 12.27 | 0 | 0 | 0
2737 | 10.97 | 0 | 0 | 0
2738 | 9.1 | 0 | 0 | 0
2739 | 11.42 | 0 | 0 | 0
2740 | 10.78 | 0 | 0 | 0
2741 | 8.96 | 0 | 0 | 0
2742 | 7.17 | 0.0175 | 0 | 0.20897
2743 | 5.88 | 0.37341 | 0.028971 | 8.0676
2744 | 3.67 | 1.7867 | 0.34431 | 26.4272
2745 | 6.38 | 3.4684 | 1.3415 | 38.4595
2746 | 4.35 | 4.8485 | 2.726 | 44.3712
2747 | 7.22 | 5.566 | 3.3718 | 47.9379
2748 | 9.74 | 5.5605 | 3.6749 | 48.0089
2749 | 9.89 | 5.4567 | 3.631 | 47.7301
2750 | 9.15 | 5.1674 | 3.3231 | 45.0873
2751 | 11.38 | 4.1951 | 2.5384 | 43.2263
2752 | 13.74 | 3.0895 | 1.5611 | 37.6504
2753 | 14.86 | 1.7123 | 0.68551 | 20.9712
2754 | 13.88 | 0.45541 | 0.073895 | 3.275
2755 | 13.85 | 0.035198 | 0 | 0
2756 | 12.09 | 0 | 0 | 0
2757 | 11.98 | 0 | 0 | 0
2758 | 11.79 | 0 | 0 | 0
2759 | 11.78 | 0 | 0 | 0
2760 | 12.27 | 0 | 0 | 0
2761 | 10.97 | 0 | 0 | 0
2762 | 9.1 | 0 | 0 | 0
2763 | 11.42 | 0 | 0 | 0
2764 | 10.78 | 0 | 0 | 0
2765 | 8.96 | 0 | 0 | 0
2766 | 7.17 | 0.0175 | 0 | 0.20897
2767 | 5.88 | 0.37341 | 0.028971 | 8.0676
2768 | 3.67 | 1.7867 | 0.34431 | 26.4272
2769 | 6.38 | 3.4684 | 1.3415 | 38.4595
2770 | 4.35 | 4.8485 | 2.726 | 44.3712
2771 | 7.22 | 5.566 | 3.3718 | 47.9379
2772 | 9.74 | 5.5605 | 3.6749 | 48.0089
2773 | 9.89 | 5.4567 | 3.631 | 47.7301
2774 | 9.15 | 5.1674 | 3.3231 | 45.0873
2775 | 11.38 | 4.1951 | 2.5384 | 43.2263
2776 | 13.74 | 3.0895 | 1.5611 | 37.6504
2777 | 14.86 | 1.7123 | 0.68551 | 20.9712
2778 | 13.88 | 0.45541 | 0.073895 | 3.275
2779 | 13.85 | 0.035198 | 0 | 0
2780 | 12.09 | 0 | 0 | 0
2781 | 11.98 | 0 | 0 | 0
2782 | 11.79 | 0 | 0 | 0
2783 | 11.78 | 0 | 0 | 0
2784 | 12.27 | 0 | 0 | 0
2785 | 10.97 | 0 | 0 | 0
2786 | 9.1 | 0 | 0 | 0
2787 | 11.42 | 0 | 0 | 0
2788 | 10.78 | 0 | 0 | 0
2789 | 8.96 | 0 | 0 | 0
2790 | 7.17 | 0.0175 | 0 | 0.20897
2791 | 5.88 | 0.37341 | 0.028971 | 8.0676
2792 | 3.67 | 1.7867 | 0.34431 | 26.4272
2793 | 6.38 | 3.4684 | 1.3415 | 38.4595
2794 | 4.35 | 4.8485 | 2.726 | 44.3712
2795 | 7.22 | 5.566 | 3.3718 | 47.9379
2796 | 9.74 | 5.5605 | 3.6749 | 48.0089
2797 | 9.89 | 5.4567 | 3.631 | 47.7301
2798 | 9.15 | 5.1674 | 3.3231 | 45.0873
2799 | 11.38 | 4.1951 | 2.5384 | 43.2263
2800 | 13.74 | 3.0895 | 1.5611 | 37.6504
2801 | 14.86 | 1.7123 | 0.68551 | 20.9712
2802 | 13.88 | 0.45541 | 0.073895 | 3.275
2803 | 13.85 | 0.035198 | 0 | 0
2804 | 12.09 | 0 | 0 | 0
2805 | 11.98 | 0 | 0 | 0
2806 | 11.79 | 0 | 0 | 0
2807 | 11.78 | 0 | 0 | 0
2808 | 12.27 | 0 | 0 | 0
2809 | 10.97 | 0 | 0 | 0
2810 | 9.1 | 0 | 0 | 0
2811 | 11.42 | 0 | 0 | 0
2812 | 10.78 | 0 | 0 | 0
2813 | 8.96 | 0 | 0 | 0
2814 | 7.17 | 0.0175 | 0 | 0.20897
2815 | 5.88 | 0.37341 | 0.028971 | 8.0676
2816 | 3.67 | 1.7867 | 0.34431 | 26.4272
2817 | 6.38 | 3.4684 | 1.3415 | 38.4595
2818 | 4.35 | 4.8485 | 2.726 | 44.3712
2819 | 7.22 | 5.566 | 3.3718 | 47.9379
2820 | 9.74 | 5.5605 | 3.6749 | 48.0089
2821 | 9.89 | 5.4567 | 3.631 | 47.7301
2822 | 9.15 | 5.1674 | 3.3231 | 45.0873
2823 | 11.38 | 4.1951 | 2.5384 | 43.2263
2824 | 13.74 | 3.0895 | 1.5611 | 37.6504
2825 | 14.86 | 1.7123 | 0.68551 | 20.9712
2826 | 13.88 | 0.45541 | 0.073895 | 3.275
2827 | 13.85 | 0.035198 | 0 | 0
2828 | 12.09 | 0 | 0 | 0
2829 | 11.98 | 0 | 0 | 0
2830 | 11.79 | 0 | 0 | 0
2831 | 11.78 | 0 | 0 | 0
2832 | 12.27 | 0 | 0 | 0
2833 | 10.97 | 0 | 0 | 0
2834 | 9.1 | 0 | 0 | 0
2835 | 11.42 | 0 | 0 | 0
2836 | 10.78 | 0 | 0 | 0
2837 | 8.96 | 0 | 0 | 0
2838 | 7.17 | 0.0175 | 0 | 0.20897
2839 | 5.88 | 0.37341 | 0.028971 | 8.0676
2840 | 3.67 | 1.7867 | 0.34431 | 26.4272
2841 | 6.38 | 3.4684 | 1.3415 | 38.4595
2842 | 4.35 | 4.8485 | 2.726 | 44.3712
2843 | 7.22 | 5.566 | 3.3718 | 47.9379
2844 | 9.74 | 5.5605 | 3.6749 | 48.0089
2845 | 9.89 | 5.4567 | 3.631 | 47.7301
2846 | 9.15 | 5.1674 | 3.3231 | 45.0873
2847 | 11.38 | 4.1951 | 2.5384 | 43.2263
2848 | 13.74 | 3.0895 | 1.5611 | 37.6504
2849 | 14.86 | 1.7123 | 0.68551 | 20.9712
2850 | 13.88 | 0.45541 | 0.073895 | 3.275
2851 | 13.85 | 0.035198 | 0 | 0
2852 | 12.09 | 0 | 0 | 0
2853 | 11.98 | 0 | 0 | 0
2854 | 11.79 | 0 | 0 | 0
2855 | 11.78 | 0 | 0 | 0
2856 | 12.27 | 0 | 0 | 0
2857 | 10.97 | 0 | 0 | 0
2858 | 9.1 | 0 | 0 | 0
2859 | 11.42 | 0 | 0 | 0
2860 | 10.78 | 0 | 0 | 0
2861 | 8.96 | 0 | 0 | 0
2862 | 7.17 | 0.0175 | 0 | 0.20897
2863 | 5.88 | 0.37341 | 0.028971 | 8.0676
2864 | 3.67 | 1.7867 | 0.34431 | 26.4272
2865 | 6.38 | 3.4684 | 1.3415 | 38.4595
2866 | 4.35 | 4.8485 | 2.726 | 44.3712
2867 | 7.22 | 5.566 | 3.3718 | 47.9379
2868 | 9.74 | 5.5605 | 3.6749 | 48.0089
2869 | 9.89 | 5.4567 | 3.631 | 47.7301
2870 | 9.15 | 5.1674 | 3.3231 | 45.0873
2871 | 11.38 | 4.1951 | 2.5384 | 43.2263
2872 | 13.74 | 3.0895 | 1.5611 | 37.6504
2873 | 14.86 | 1.7123 | 0.68551 | 20.9712
2874 | 13.88 | 0.45541 | 0.073895 | 3.275
2875 | 13.85 | 0.035198 | 0 | 0
2876 | 12.09 | 0 | 0 | 0
2877 | 11.98 | 0 | 0 | 0
2878 | 11.79 | 0 | 0 | 0
2879 | 11.78 | 0 | 0 | 0
2880 | 12.27 | 0 | 0 | 0
2881 | 10.97 | 0 | 0 | 0
2882 | 9.1 | 0 | 0 | 0
2883 | 11.42 | 0 | 0 | 0
2884 | 10.78 | 0 | 0 | 0
2885 | 8.96 | 0 | 0 | 0
2886 | 7.17 | 0.0175 | 0 | 0.20897
2887 | 5.88 | 0.37341 | 0.028971 | 8.0676
2888 | 3.67 | 1.7867 | 0.34431 | 26.4272
2889 | 6.38 | 3.4684 | 1.3415 | 38.4595
2890 | 4.35 | 4.8485 | 2.726 | 44.3712
2891 | 7.22 | 5.566 | 3.3718 | 47.9379
2892 | 9.74 | 5.5605 | 3.6749 | 48.0089
2893 | 9.89 | 5.4567 | 3.631 | 47.7301
2894 | 9.15 | 5.1674 | 3.3231 | 45.0873
2895 | 11.38 | 4.1951 | 2.5384 | 43.2263
2896 | 13.74 | 3.0895 | 1.5611 | 37.6504
2897 | 14.86 | 1.7123 | 0.68551 | 20.9712
2898 | 13.88 | 0.45541 | 0.073895 | 3.275
2899 | 13.85 | 0.035198 | 0 | 0
2900 | 12.09 | 0 | 0 | 0
2901 | 11.98 | 0 | 0 | 0
2902 | 11.79 | 0 | 0 | 0
2903 | 11.78 | 0 | 0 | 0
2904 | 12.27 | 0 | 0 | 0
2905 | 10.97 | 0 | 0 | 0
2906 | 9.1 | 0 | 0 | 0
2907 | 11.42 | 0 | 0 | 0
2908 | 10.78 | 0 | 0 | 0
2909 | 8.96 | 0 | 0 | 0
2910 | 7.17 | 0.0175 | 0 | 0.20897
2911 | 5.88 | 0.37341 | 0.028971 | 8.0676
2912 | 3.67 | 1.7867 | 0.34431 | 26.4272
2913 | 6.38 | 3.4684 | 1.3415 | 38.4595
2914 | 4.35 | 4.8485 | 2.726 | 44.3712
2915 | 7.22 | 5.566 | 3.3718 | 47.9379
2916 | 9.74 | 5.5605 | 3.6749 | 48.0089
2917 | 9.89 | 5.4567 | 3.631 | 47.7301
2918 | 9.15 | 5.1674 | 3.3231 | 45.0873
2919 | 11.38 | 4.1951 | 2.5384 | 43.2263
2920 | 13.74 | 3.0895 | 1.5611 | 37.6504
2921 | 14.86 | 1.7123 | 0.68551 | 20.9712
2922 | 13.88 | 0.45541 | 0.073895 | 3.275
2923 | 13.85 | 0.035198 | 0 | 0
2924 | 12.09 | 0 | 0 | 0
2925 | 11.98 | 0 | 0 | 0
2926 | 11.79 | 0 | 0 | 0
2927 | 11.78 | 0 | 0 | 0
2928 | 12.27 | 0 | 0 | 0
2929 | 10.97 | 0 | 0 | 0
2930 | 9.1 | 0 | 0 | 0
2931 | 11.42 | 0 | 0 | 0
2932 | 10.78 | 0 | 0 | 0
2933 | 8.96 | 0 | 0 | 0
2934 | 7.17 | 0.0175 | 0 | 0.20897
2935 | 5.88 | 0.37341 | 0.028971 | 8.0676
2936 | 3.67 | 1.7867 | 0.34431 | 26.4272
2937 | 6.38 | 3.4684 | 1.3415 | 38.4595
2938 | 4.35 | 4.8485 | 2.726 | 44.3712
2939 | 7.22 | 5.566 | 3.3718 | 47.9379
2940 | 9.74 | 5.5605 | 3.6749 | 48.0089
2941 | 9.89 | 5.4567 | 3.631 | 47.7301
2942 | 9.15 | 5.1674 | 3.3231 | 45.0873
2943 | 11.38 | 4.1951 | 2.5384 | 43.2263
2944 | 13.74 | 3.0895 | 1.5611 | 37.6504
2945 | 14.86 | 1.7123 | 0.68551 | 20.9712
2946 | 13.88 | 0.45541 | 0.073895 | 3.275
2947 | 13.85 | 0.035198 | 0 | 0
2948 | 12.09 | 0 | 0 | 0
2949 | 11.98 | 0 | 0 | 0
2950 | 11.79 | 0 | 0 | 0
2951 | 11.78 | 0 | 0 | 0
2952 | 12.27 | 0 | 0 | 0
2953 | 10.97 | 0 | 0 | 0
2954 | 9.1 | 0 | 0 | 0
2955 | 11.42 | 0 | 0 | 0
2956 | 10.78 | 0 | 0 | 0
2957 | 8.96 | 0 | 0 | 0
2958 | 7.17 | 0.0175 | 0 | 0.20897
2959 | 5.88 | 0.37341 | 0.028971 | 8.0676
2960 | 3.67 | 1.7867 | 0.34431 | 26.4272
2961 | 6.38 | 3.4684 | 1.3415 | 38.4595
2962 | 4.35 | 4.8485 | 2.726 | 44.3712
2963 | 7.22 | 5.566 | 3.3718 | 47.9379
2964 | 9.74 | 5.5605 | 3.6749 | 48.0089
2965 | 9.89 | 5.4567 | 3.631 | 47.7301
2966 | 9.15 | 5.1674 | 3.3231 | 45.0873
2967 | 11.38 | 4.1951 | 2.5384 | 43.2263
2968 | 13.74 | 3.0895 | 1.5611 | 37.6504
2969 | 14.86 | 1.7123 | 0.68551 | 20.9712
2970 | 13.88 | 0.45541 | 0.073895 | 3.275
2971 | 13.85 | 0.035198 | 0 | 0
2972 | 12.09 | 0 | 0 | 0
2973 | 11.98 | 0 | 0 | 0
2974 | 11.79 | 0 | 0 | 0
2975 | 11.78 | 0 | 0 | 0
2976 | 12.27 | 0 | 0 | 0
2977 | 10.97 | 0 | 0 | 0
2978 | 9.1 | 0 | 0 | 0
2979 | 11.42 | 0 | 0 | 0
2980 | 10.78 | 0 | 0 | 0
2981 | 8.96 | 0 | 0 | 0
2982 | 7.17 | 0.0175 | 0 | 0.20897
2983 | 5.88 | 0.37341 | 0.028971 | 8.0676
2984 | 3.67 | 1.7867 | 0.34431 | 26.4272
2985 | 6.38 | 3.4684 | 1.3415 | 38.4595
2986 | 4.35 | 4.8485 | 2.726 | 44.3712
2987 | 7.22 | 5.566 | 3.3718 | 47.9379
2988 | 9.74 | 5.5605 | 3.6749 | 48.0089
2989 | 9.89 | 5.4567 | 3.631 | 47.7301
2990 | 9.15 | 5.1674 | 3.3231 | 45.0873
2991 | 11.38 | 4.1951 | 2.5384 | 43.2263
2992 | 13.74 | 3.0895 | 1.5611 | 37.6504
2993 | 14.86 | 1.7123 | 0.68551 | 20.9712
2994 | 13.88 | 0.45541 | 0.073895 | 3.275
2995 | 13.85 | 0.035198 | 0 | 0
2996 | 12.09 | 0 | 0 | 0
2997 | 11.98 | 0 | 0 | 0
2998 | 11.79 | 0 | 0 | 0
2999 | 11.78 | 0 | 0 | 0
3000 | 12.27 | 0 | 0 | 0
3001 | 10.97 | 0 | 0 | 0
3002 | 9.1 | 0 | 0 | 0
3003 | 11.42 | 0 | 0 | 0
3004 | 10.78 | 0 | 0 | 0
3005 | 8.96 | 0 | 0 | 0
3006 | 7.17 | 0.0175 | 0 | 0.20897
3007 | 5.88 | 0.37341 | 0.028971 | 8.0676
3008 | 3.67 | 1.7867 | 0.34431 | 26.4272
3009 | 6.38 | 3.4684 | 1.3415 | 38.4595
3010 | 4.35 | 4.8485 | 2.726 | 44.3712
3011 | 7.22 | 5.566 | 3.3718 | 47.9379
3012 | 9.74 | 5.5605 | 3.6749 | 48.0089
3013 | 9.89 | 5.4567 | 3.631 | 47.7301
3014 | 9.15 | 5.1674 | 3.3231 | 45.0873
3015 | 11.38 | 4.1951 | 2.5384 | 43.2263
3016 | 13.74 | 3.0895 | 1.5611 | 37.6504
3017 | 14.86 | 1.7123 | 0.68551 | 20.9712
3018 | 13.88 | 0.45541 | 0.073895 | 3.275
3019 | 13.85 | 0.035198 | 0 | 0
3020 | 12.09 | 0 | 0 | 0
3021 | 11.98 | 0 | 0 | 0
3022 | 11.79 | 0 | 0 | 0
3023 | 11.78 | 0 | 0 | 0
3024 | 12.27 | 0 | 0 | 0
3025 | 10.97 | 0 | 0 | 0
3026 | 9.1 | 0 | 0 | 0
3027 | 11.42 | 0 | 0 | 0
3028 | 10.78 | 0 | 0 | 0
3029 | 8.96 | 0 | 0 | 0
3030 | 7.17 | 0.0175 | 0 | 0.20897
3031 | 5.88 | 0.37341 | 0.028971 | 8.0676
3032 | 3.67 | 1.7867 | 0.34431 | 26.4272
3033 | 6.38 | 3.4684 | 1.3415 | 38.4595
3034 | 4.35 | 4.8485 | 2.726 | 44.3712
3035 | 7.22 | 5.566 | 3.3718 | 47.9379
3036 | 9.74 | 5.5605 | 3.6749 | 48.0089
3037 | 9.89 | 5.4567 | 3.631 | 47.7301
3038 | 9.15 | 5.1674 | 3.3231 | 45.0873
3039 | 11.38 | 4.1951 | 2.5384 | 43.2263
3040 | 13.74 | 3.0895 | 1.5611 | 37.6504
3041 | 14.86 | 1.7123 | 0.68551 | 20.9712
3042 | 13.88 | 0.45541 | 0.073895 | 3.275
3043 | 13.85 | 0.035198 | 0 | 0
3044 | 12.09 | 0 | 0 | 0
3045 | 11.98 | 0 | 0 | 0
3046 | 11.79 | 0 | 0 | 0
3047 | 11.78 | 0 | 0 | 0
3048 | 12.27 | 0 | 0 | 0
3049 | 10.97 | 0 | 0 | 0
3050 | 9.1 | 0 | 0 | 0
3051 | 11.42 | 0 | 0 | 0
3052 | 10.78 | 0 | 0 | 0
3053 | 8.96 | 0 | 0 | 0
3054 | 7.17 | 0.0175 | 0 | 0.20897
3055 | 5.88 | 0.37341 | 0.028971 | 8.0676
3056 | 3.67 | 1.7867 | 0.34431 | 26.4272
3057 | 6.38 | 3.4684 | 1.3415 | 38.4595
3058 | 4.35 | 4.8485 | 2.726 | 44.3712
3059 | 7.22 | 5.566 | 3.3718 | 47.9379
3060 | 9.74 | 5.5605 | 3.6749 | 48.0089
3061 | 9.89 | 5.4567 | 3.631 | 47.7301
3062 | 9.15 | 5.1674 | 3.3231 | 45.0873
3063 | 11.38 | 4.1951 | 2.5384 | 43.2263
3064 | 13.74 | 3.0895 | 1.5611 | 37.6504
3065 | 14.86 | 1.7123 | 0.68551 | 20.9712
3066 | 13.88 | 0.45541 | 0.073895 | 3.275
3067 | 13.85 | 0.035198 | 0 | 0
3068 | 12.09 | 0 | 0 | 0
3069 | 11.98 | 0 | 0 | 0
3070 | 11.79 | 0 | 0 | 0
3071 | 11.78 | 0 | 0 | 0
3072 | 12.27 | 0 | 0 | 0
3073 | 10.97 | 0 | 0 | 0
3074 | 9.1 | 0 | 0 | 0
3075 | 11.42 | 0 | 0 | 0
3076 | 10.78 | 0 | 0 | 0
3077 | 8.96 | 0 | 0 | 0
3078 | 7.17 | 0.0175 | 0 | 0.20897
3079 | 5.88 | 0.37341 | 0.028971 | 8.0676
3080 | 3.67 | 1.7867 | 0.34431 | 26.4272
3081 | 6.38 | 3.4684 | 1.3415 | 38.4595
3082 | 4.35 | 4.8485 | 2.726 | 44.3712
3083 | 7.22 | 5.566 | 3.3718 | 47.9379
3084 | 9.74 | 5.5605 | 3.6749 | 48.0089
3085 | 9.89 | 5.4567 | 3.631 | 47.7301
3086 | 9.15 | 5.1674 | 3.3231 | 45.0873
3087 | 11.38 | 4.1951 | 2.5384 | 43.2263
3088 | 13.74 | 3.0895 | 1.5611 | 37.6504
3089 | 14.86 | 1.7123 | 0.68551 | 20.9712
3090 | 13.88 | 0.45541 | 0.073895 | 3.275
3091 | 13.85 | 0.035198 | 0 | 0
3092 | 12.09 | 0 | 0 | 0
3093 | 11.98 | 0 | 0 | 0
3094 | 11.79 | 0 | 0 | 0
3095 | 11.78 | 0 | 0 | 0
3096 | 12.27 | 0 | 0 | 0
3097 | 10.97 | 0 | 0 | 0
3098 | 9.1 | 0 | 0 | 0
3099 | 11.42 | 0 | 0 | 0
3100 | 10.78 | 0 | 0 | 0
3101 | 8.96 | 0 | 0 | 0
3102 | 7.17 | 0.0175 | 0 | 0.20897
3103 | 5.88 | 0.37341 | 0.028971 | 8.0676
3104 | 3.67 | 1.7867 | 0.34431 | 26.4272
3105 | 6.38 | 3.4684 | 1.3415 | 38.4595
3106 | 4.35 | 4.8485 | 2.726 | 44.3712
3107 | 7.22 | 5.566 | 3.3718 | 47.9379
3108 | 9.74 | 5.5605 | 3.6749 | 48.0089
3109 | 9.89 | 5.4567 | 3.631 | 47.7301
3110 | 9.15 | 5.1674 | 3.3231 | 45.0873
3111 | 11.38 | 4.1951 | 2.5384 | 43.2263
3112 | 13.74 | 3.0895 | 1.5611 | 37.6504
3113 | 14.86 | 1.7123 | 0.68551 | 20.9712
3114 | 13.88 | 0.45541 | 0.073895 | 3.275
3115 | 13.85 | 0.035198 | 0 | 0
3116 | 12.09 | 0 | 0 | 0
3117 | 11.98 | 0 | 0 | 0
3118 | 11.79 | 0 | 0 | 0
3119 | 11.78 | 0 | 0 | 0
3120 | 12.27 | 0 | 0 | 0
3121 | 10.97 | 0 | 0 | 0
3122 | 9.1 | 0 | 0 | 0
3123 | 11.42 | 0 | 0 | 0
3124 | 10.78 | 0 | 0 | 0
3125 | 8.96 | 0 | 0 | 0
3126 | 7.17 | 0.0175 | 0 | 0.20897
3127 | 5.88 | 0.37341 | 0.028971 | 8.0676
3128 | 3.67 | 1.7867 | 0.34431 | 26.4272
3129 | 6.38 | 3.4684 | 1.3415 | 38.4595
3130 | 4.35 | 4.8485 | 2.726 | 44.3712
3131 | 7.22 | 5.566 | 3.3718 | 47.9379
3132 | 9.74 | 5.5605 | 3.6749 | 48.0089
3133 | 9.89 | 5.4567 | 3.631 | 47.7301
3134 | 9.15 | 5.1674 | 3.3231 | 45.0873
3135 | 11.38 | 4.1951 | 2.5384 | 43.2263
3136 | 13.74 | 3.0895 | 1.5611 | 37.6504
3137 | 14.86 | 1.7123 | 0.68551 | 20.9712
3138 | 13.88 | 0.45541 | 0.073895 | 3.275
3139 | 13.85 | 0.035198 | 0 | 0
3140 | 12.09 | 0 | 0 | 0
3141 | 11.98 | 0 | 0 | 0
3142 | 11.79 | 0 | 0 | 0
3143 | 11.78 | 0 | 0 | 0
3144 | 12.27 | 0 | 0 | 0
3145 | 10.97 | 0 | 0 | 0
3146 | 9.1 | 0 | 0 | 0
3147 | 11.42 | 0 | 0 | 0
3148 | 10.78 | 0 | 0 | 0
3149 | 8.96 | 0 | 0 | 0
3150 | 7.17 | 0.0175 | 0 | 0.20897
3151 | 5.88 | 0.37341 | 0.028971 | 8.0676
3152 | 3.67 | 1.7867 | 0.34431 | 26.4272
3153 | 6.38 | 3.4684 | 1.3415 | 38.4595
3154 | 4.35 | 4.8485 | 2.726 | 44.3712
3155 | 7.22 | 5.566 | 3.3718 | 47.9379
3156 | 9.74 | 5.5605 | 3.6749 | 48.0089
3157 | 9.89 | 5.4567 | 3.631 | 47.7301
3158 | 9.15 | 5.1674 | 3.3231 | 45.0873
3159 | 11.38 | 4.1951 | 2.5384 | 43.2263
3160 | 13.74 | 3.0895 | 1.5611 | 37.6504
3161 | 14.86 | 1.7123 | 0.68551 | 20.9712
3162 | 13.88 | 0.45541 | 0.073895 | 3.275
3163 | 13.85 | 0.035198 | 0 | 0
3164 | 12.09 | 0 | 0 | 0
3165 | 11.98 | 0 | 0 | 0
3166 | 11.79 | 0 | 0 | 0
3167 | 11.78 | 0 | 0 | 0
3168 | 12.27 | 0 | 0 | 0
3169 | 10.97 | 0 | 0 | 0
3170 | 9.1 | 0 | 0 | 0
3171 | 11.42 | 0 | 0 | 0
3172 | 10.78 | 0 | 0 | 0
3173 | 8.96 | 0 | 0 | 0
3174 | 7.17 | 0.0175 | 0 | 0.20897
3175 | 5.88 | 0.37341 | 0.028971 | 8.0676
3176 | 3.67 | 1.7867 | 0.34431 | 26.4272
3177 | 6.38 | 3.4684 | 1.3415 | 38.4595
3178 | 4.35 | 4.8485 | 2.726 | 44.3712
3179 | 7.22 | 5.566 | 3.3718 | 47.9379
3180 | 9.74 | 5.5605 | 3.6749 | 48.0089
3181 | 9.89 | 5.4567 | 3.631 | 47.7301
3182 | 9.15 | 5.1674 | 3.3231 | 45.0873
3183 | 11.38 | 4.1951 | 2.5384 | 43.2263
3184 | 13.74 | 3.0895 | 1.5611 | 37.6504
3185 | 14.86 | 1.7123 | 0.68551 | 20.9712
3186 | 13.88 | 0.45541 | 0.073895 | 3.275
3187 | 13.85 | 0.035198 | 0 | 0
3188 | 12.09 | 0 | 0 | 0
3189 | 11.98 | 0 | 0 | 0
3190 | 11.79 | 0 | 0 | 0
3191 | 11.78 | 0 | 0 | 0
3192 | 12.27 | 0 | 0 | 0
3193 | 10.97 | 0 | 0 | 0
3194 | 9.1 | 0 | 0 | 0
3195 | 11.42 | 0 | 0 | 0
3196 | 10.78 | 0 | 0 | 0
3197 | 8.96 | 0 | 0 | 0
3198 | 7.17 | 0.0175 | 0 | 0.20897
3199 | 5.88 | 0.37341 | 0.028971 | 8.0676
3200 | 3.67 | 1.7867 | 0.34431 | 26.4272
3201 | 6.38 | 3.4684 | 1.3415 | 38.4595
3202 | 4.35 | 4.8485 | 2.726 | 44.3712
3203 | 7.22 | 5.566 | 3.3718 | 47.9379
3204 | 9.74 | 5.5605 | 3.6749 | 48.0089
3205 | 9.89 | 5.4567 | 3.631 | 47.7301
3206 | 9.15 | 5.1674 | 3.3231 | 45.0873
3207 | 11.38 | 4.1951 | 2.5384 | 43.2263
3208 | 13.74 | 3.0895 | 1.5611 | 37.6504
3209 | 14.86 | 1.7123 | 0.68551 | 20.9712
3210 | 13.88 | 0.45541 | 0.073895 | 3.275
3211 | 13.85 | 0.035198 | 0 | 0
3212 | 12.09 | 0 | 0 | 0
3213 | 11.98 | 0 | 0 | 0
3214 | 11.79 | 0 | 0 | 0
3215 | 11.78 | 0 | 0 | 0
3216 | 12.27 | 0 | 0 | 0
3217 | 10.97 | 0 | 0 | 0
3218 | 9.1 | 0 | 0 | 0
3219 | 11.42 | 0 | 0 | 0
3220 | 10.78 | 0 | 0 | 0
3221 | 8.96 | 0 | 0 | 0
3222 | 7.17 | 0.0175 | 0 | 0.20897
3223 | 5.88 | 0.37341 | 0.028971 | 8.0676
3224 | 3.67 | 1.7867 | 0.34431 | 26.4272
3225 | 6.38 | 3.4684 | 1.3415 | 38.4595
3226 | 4.35 | 4.8485 | 2.726 | 44.3712
3227 | 7.22 | 5.566 | 3.3718 | 47.9379
3228 | 9.74 | 5.5605 | 3.6749 | 48.0089
3229 | 9.89 | 5.4567 | 3.631 | 47.7301
3230 | 9.15 | 5.1674 | 3.3231 | 45.0873
3231 | 11.38 | 4.1951 | 2.5384 | 43.2263
3232 | 13.74 | 3.0895 | 1.5611 | 37.6504
3233 | 14.86 | 1.7123 | 0.68551 | 20.9712
3234 | 13.88 | 0.45541 | 0.073895 | 3.275
3235 | 13.85 | 0.035198 | 0 | 0
3236 | 12.09 | 0 | 0 | 0
3237 | 11.98 | 0 | 0 | 0
3238 | 11.79 | 0 | 0 | 0
3239 | 11.78 | 0 | 0 | 0
3240 | 12.27 | 0 | 0 | 0
3241 | 10.97 | 0 | 0 | 0
3242 | 9.1 | 0 | 0 | 0
3243 | 11.42 | 0 | 0 | 0
3244 | 10.78 | 0 | 0 | 0
3245 | 8.96 | 0 | 0 | 0
3246 | 7.17 | 0.0175 | 0 | 0.20897
3247 | 5.88 | 0.37341 | 0.028971 | 8.0676
3248 | 3.67 | 1.7867 | 0.34431 | 26.4272
3249 | 6.38 | 3.4684 | 1.3415 | 38.4595
3250 | 4.35 | 4.8485 | 2.726 | 44.3712
3251 | 7.22 | 5.566 | 3.3718 | 47.9379
3252 | 9.74 | 5.5605 | 3.6749 | 48.0089
3253 | 9.89 | 5.4567 | 3.631 | 47.7301
3254 | 9.15 | 5.1674 | 3.3231 | 45.0873
3255 | 11.38 | 4.1951 | 2.5384 | 43.2263
3256 | 13.74 | 3.0895 | 1.5611 | 37.6504
3257 | 14.86 | 1.7123 | 0.68551 | 20.9712
3258 | 13.88 | 0.45541 | 0.073895 | 3.275
3259 | 13.85 | 0.035198 | 0 | 0
3260 | 12.09 | 0 | 0 | 0
3261 | 11.98 | 0 | 0 | 0
3262 | 11.79 | 0 | 0 | 0
3263 | 11.78 | 0 | 0 | 0
3264 | 12.27 | 0 | 0 | 0
3265 | 10.97 | 0 | 0 | 0
3266 | 9.1 | 0 | 0 | 0
3267 | 11.42 | 0 | 0 | 0
3268 | 10.78 | 0 | 0 | 0
3269 | 8.96 | 0 | 0 | 0
3270 | 7.17 | 0.0175 | 0 | 0.20897
3271 | 5.88 | 0.37341 | 0.028971 | 8.0676
3272 | 3.67 | 1.7867 | 0.34431 | 26.4272
3273 | 6.38 | 3.4684 | 1.3415 | 38.4595
3274 | 4.35 | 4.8485 | 2.726 | 44.3712
3275 | 7.22 | 5.566 | 3.3718 | 47.9379
3276 | 9.74 | 5.5605 | 3.6749 | 48.0089
3277 | 9.89 | 5.4567 | 3.631 | 47.7301
3278 | 9.15 | 5.1674 | 3.3231 | 45.0873
3279 | 11.38 | 4.1951 | 2.5384 | 43.2263
3280 | 13.74 | 3.0895 | 1.5611 | 37.6504
3281 | 14.86 | 1.7123 | 0.68551 | 20.9712
3282 | 13.88 | 0.45541 | 0.073895 | 3.275
3283 | 13.85 | 0.035198 | 0 | 0
3284 | 12.09 | 0 | 0 | 0
3285 | 11.98 | 0 | 0 | 0
3286 | 11.79 | 0 | 0 | 0
3287 | 11.78 | 0 | 0 | 0
3288 | 12.27 | 0 | 0 | 0
3289 | 10.97 | 0 | 0 | 0
3290 | 9.1 | 0 | 0 | 0
3291 | 11.42 | 0 | 0 | 0
3292 | 10.78 | 0 | 0 | 0
3293 | 8.96 | 0 | 0 | 0
3294 | 7.17 | 0.0175 | 0 | 0.20897
3295 | 5.88 | 0.37341 | 0.028971 | 8.0676
3296 | 3.67 | 1.7867 | 0.34431 | 26.4272
3297 | 6.38 | 3.4684 | 1.3415 | 38.4595
3298 | 4.35 | 4.8485 | 2.726 | 44.3712
3299 | 7.22 | 5.566 | 3.3718 | 47.9379
3300 | 9.74 | 5.5605 | 3.6749 | 48.0089
3301 | 9.89 | 5.4567 | 3.631 | 47.7301
3302 | 9.15 | 5.1674 | 3.3231 | 45.0873
3303 | 11.38 | 4.1951 | 2.5384 | 43.2263
3304 | 13.74 | 3.0895 | 1.5611 | 37.6504
3305 | 14.86 | 1.7123 | 0.68551 | 20.9712
3306 | 13.88 | 0.45541 | 0.073895 | 3.275
3307 | 13.85 | 0.035198 | 0 | 0
3308 | 12.09 | 0 | 0 | 0
3309 | 11.98 | 0 | 0 | 0
3310 | 11.79 | 0 | 0 | 0
3311 | 11.78 | 0 | 0 | 0
3312 | 12.27 | 0 | 0 | 0
3313 | 10.97 | 0 | 0 | 0
3314 | 9.1 | 0 | 0 | 0
3315 | 11.42 | 0 | 0 | 0
3316 | 10.78 | 0 | 0 | 0
3317 | 8.96 | 0 | 0 | 0
3318 | 7.17 | 0.0175 | 0 | 0.20897
3319 | 5.88 | 0.37341 | 0.028971 | 8.0676
3320 | 3.67 | 1.7867 | 0.34431 | 26.4272
3321 | 6.38 | 3.4684 | 1.3415 | 38.4595
3322 | 4.35 | 4.8485 | 2.726 | 44.3712
3323 | 7.22 | 5.566 | 3.3718 | 47.9379
3324 | 9.74 | 5.5605 | 3.6749 | 48.0089
3325 | 9.89 | 5.4567 | 3.631 | 47.7301
3326 | 9.15 | 5.1674 | 3.3231 | 45.0873
3327 | 11.38 | 4.1951 | 2.5384 | 43.2263
3328 | 13.74 | 3.0895 | 1.5611 | 37.6504
3329 | 14.86 | 1.7123 | 0.68551 | 20.9712
3330 | 13.88 | 0.45541 | 0.073895 | 3.275
3331 | 13.85 | 0.035198 | 0 | 0
3332 | 12.09 | 0 | 0 | 0
3333 | 11.98 | 0 | 0 | 0
3334 | 11.79 | 0 | 0 | 0
3335 | 11.78 | 0 | 0 | 0
3336 | 12.27 | 0 | 0 | 0
3337 | 10.97 | 0 | 0 | 0
3338 | 9.1 | 0 | 0 | 0
3339 | 11.42 | 0 | 0 | 0
3340 | 10.78 | 0 | 0 | 0
3341 | 8.96 | 0 | 0 | 0
3342 | 7.17 | 0.0175 | 0 | 0.20897
3343 | 5.88 | 0.37341 | 0.028971 | 8.0676
3344 | 3.67 | 1.7867 | 0.34431 | 26.4272
3345 | 6.38 | 3.4684 | 1.3415 | 38.4595
3346 | 4.35 | 4.8485 | 2.726 | 44.3712
3347 | 7.22 | 5.566 | 3.3718 | 47.9379
3348 | 9.74 | 5.5605 | 3.6749 | 48.0089
3349 | 9.89 | 5.4567 | 3.631 | 47.7301
3350 | 9.15 | 5.1674 | 3.3231 | 45.0873
3351 | 11.38 | 4.1951 | 2.5384 | 43.2263
3352 | 13.74 | 3.0895 | 1.5611 | 37.6504
3353 | 14.86 | 1.7123 | 0.68551 | 20.9712
3354 | 13.88 | 0.45541 | 0.073895 | 3.275
3355 | 13.85 | 0.035198 | 0 | 0
3356 | 12.09 | 0 | 0 | 0
3357 | 11.98 | 0 | 0 | 0
3358 | 11.79 | 0 | 0 | 0
3359 | 11.78 | 0 | 0 | 0
3360 | 12.27 | 0 | 0 | 0
3361 | 10.97 | 0 | 0 | 0
3362 | 9.1 | 0 | 0 | 0
3363 | 11.42 | 0 | 0 | 0
3364 | 10.78 | 0 | 0 | 0
3365 | 8.96 | 0 | 0 | 0
3366 | 7.17 | 0.0175 | 0 | 0.20897
3367 | 5.88 | 0.37341 | 0.028971 | 8.0676
3368 | 3.67 | 1.7867 | 0.34431 | 26.4272
3369 | 6.38 | 3.4684 | 1.3415 | 38.4595
3370 | 4.35 | 4.8485 | 2.726 | 44.3712
3371 | 7.22 | 5.566 | 3.3718 | 47.9379
3372 | 9.74 | 5.5605 | 3.6749 | 48.0089
3373 | 9.89 | 5.4567 | 3.631 | 47.7301
3374 | 9.15 | 5.1674 | 3.3231 | 45.0873
3375 | 11.38 | 4.1951 | 2.5384 | 43.2263
3376 | 13.74 | 3.0895 | 1.5611 | 37.6504
3377 | 14.86 | 1.7123 | 0.68551 | 20.9712
3378 | 13.88 | 0.45541 | 0.073895 | 3.275
3379 | 13.85 | 0.035198 | 0 | 0
3380 | 12.09 | 0 | 0 | 0
3381 | 11.98 | 0 | 0 | 0
3382 | 11.79 | 0 | 0 | 0
3383 | 11.78 | 0 | 0 | 0
3384 | 12.27 | 0 | 0 | 0
3385 | 10.97 | 0 | 0 | 0
3386 | 9.1 | 0 | 0 | 0
3387 | 11.42 | 0 | 0 | 0
3388 | 10.78 | 0 | 0 | 0
3389 | 8.96 | 0 | 0 | 0
3390 | 7.17 | 0.0175 | 0 | 0.20897
3391 | 5.88 | 0.37341 | 0.028971 | 8.0676
3392 | 3.67 | 1.7867 | 0.34431 | 26.4272
3393 | 6.38 | 3.4684 | 1.3415 | 38.4595
3394 | 4.35 | 4.8485 | 2.726 | 44.3712
3395 | 7.22 | 5.566 | 3.3718 | 47.9379
3396 | 9.74 | 5.5605 | 3.6749 | 48.0089
3397 | 9.89 | 5.4567 | 3.631 | 47.7301
3398 | 9.15 | 5.1674 | 3.3231 | 45.0873
3399 | 11.38 | 4.1951 | 2.5384 | 43.2263
3400 | 13.74 | 3.0895 | 1.5611 | 37.6504
3401 | 14.86 | 1.7123 | 0.68551 | 20.9712
3402 | 13.88 | 0.45541 | 0.073895 | 3.275
3403 | 13.85 | 0.035198 | 0 | 0
3404 | 12.09 | 0 | 0 | 0
3405 | 11.98 | 0 | 0 | 0
3406 | 11.79 | 0 | 0 | 0
3407 | 11.78 | 0 | 0 | 0
3408 | 12.27 | 0 | 0 | 0
3409 | 10.97 | 0 | 0 | 0
3410 | 9.1 | 0 | 0 | 0
3411 | 11.42 | 0 | 0 | 0
3412 | 10.78 | 0 | 0 | 0
3413 | 8.96 | 0 | 0 | 0
3414 | 7.17 | 0.0175 | 0 | 0.20897
3415 | 5.88 | 0.37341 | 0.028971 | 8.0676
3416 | 3.67 | 1.7867 | 0.34431 | 26.4272
3417 | 6.38 | 3.4684 | 1.3415 | 38.4595
3418 | 4.35 | 4.8485 | 2.726 | 44.3712
3419 | 7.22 | 5.566 | 3.3718 | 47.9379
3420 | 9.74 | 5.5605 | 3.6749 | 48.0089
3421 | 9.89 | 5.4567 | 3.631 | 47.7301
3422 | 9.15 | 5.1674 | 3.3231 | 45.0873
3423 | 11.38 | 4.1951 | 2.5384 | 43.2263
3424 | 13.74 | 3.0895 | 1.5611 | 37.6504
3425 | 14.86 | 1.7123 | 0.68551 | 20.9712
3426 | 13.88 | 0.45541 | 0.073895 | 3.275
3427 | 13.85 | 0.035198 | 0 | 0
3428 | 12.09 | 0 | 0 | 0
3429 | 11.98 | 0 | 0 | 0
3430 | 11.79 | 0 | 0 | 0
3431 | 11.78 | 0 | 0 | 0
3432 | 12.27 | 0 | 0 | 0
3433 | 10.97 | 0 | 0 | 0
3434 | 9.1 | 0 | 0 | 0
3435 | 11.42 | 0 | 0 | 0
3436 | 10.78 | 0 | 0 | 0
3437 | 8.96 | 0 | 0 | 0
3438 | 7.17 | 0.0175 | 0 | 0.20897
3439 | 5.88 | 0.37341 | 0.028971 | 8.0676
3440 | 3.67 | 1.7867 | 0.34431 | 26.4272
3441 | 6.38 | 3.4684 | 1.3415 | 38.4595
3442 | 4.35 | 4.8485 | 2.726 | 44.3712
3443 | 7.22 | 5.566 | 3.3718 | 47.9379
3444 | 9.74 | 5.5605 | 3.6749 | 48.0089
3445 | 9.89 | 5.4567 | 3.631 | 47.7301
3446 | 9.15 | 5.1674 | 3.3231 | 45.0873
3447 | 11.38 | 4.1951 | 2.5384 | 43.2263
3448 | 13.74 | 3.0895 | 1.5611 | 37.6504
3449 | 14.86 | 1.7123 | 0.68551 | 20.9712
3450 | 13.88 | 0.45541 | 0.073895 | 3.275
3451 | 13.85 | 0.035198 | 0 | 0
3452 | 12.09 | 0 | 0 | 0
3453 | 11.98 | 0 | 0 | 0
3454 | 11.79 | 0 | 0 | 0
3455 | 11.78 | 0 | 0 | 0
3456 | 12.27 | 0 | 0 | 0
3457 | 10.97 | 0 | 0 | 0
3458 | 9.1 | 0 | 0 | 0
3459 | 11.42 | 0 | 0 | 0
3460 | 10.78 | 0 | 0 | 0
3461 | 8.96 | 0 | 0 | 0
3462 | 7.17 | 0.0175 | 0 | 0.20897
3463 | 5.88 | 0.37341 | 0.028971 | 8.0676
3464 | 3.67 | 1.7867 | 0.34431 | 26.4272
3465 | 6.38 | 3.4684 | 1.3415 | 38.4595
3466 | 4.35 | 4.8485 | 2.726 | 44.3712
3467 | 7.22 | 5.566 | 3.3718 | 47.9379
3468 | 9.74 | 5.5605 | 3.6749 | 48.0089
3469 | 9.89 | 5.4567 | 3.631 | 47.7301
3470 | 9.15 | 5.1674 | 3.3231 | 45.0873
3471 | 11.38 | 4.1951 | 2.5384 | 43.2263
3472 | 13.74 | 3.0895 | 1.5611 | 37.6504
3473 | 14.86 | 1.7123 | 0.68551 | 20.9712
3474 | 13.88 | 0.45541 | 0.073895 | 3.275
3475 | 13.85 | 0.035198 | 0 | 0
3476 | 12.09 | 0 | 0 | 0
3477 | 11.98 | 0 | 0 | 0
3478 | 11.79 | 0 | 0 | 0
3479 | 11.78 | 0 | 0 | 0
3480 | 12.27 | 0 | 0 | 0
3481 | 10.97 | 0 | 0 | 0
3482 | 9.1 | 0 | 0 | 0
3483 | 11.42 | 0 | 0 | 0
3484 | 10.78 | 0 | 0 | 0
3485 | 8.96 | 0 | 0 | 0
3486 | 7.17 | 0.0175 | 0 | 0.20897
3487 | 5.88 | 0.37341 | 0.028971 | 8.0676
3488 | 3.67 | 1.7867 | 0.34431 | 26.4272
3489 | 6.38 | 3.4684 | 1.3415 | 38.4595
3490 | 4.35 | 4.8485 | 2.726 | 44.3712
3491 | 7.22 | 5.566 | 3.3718 | 47.9379
3492 | 9.74 | 5.5605 | 3.6749 | 48.0089
3493 | 9.89 | 5.4567 | 3.631 | 47.7301
3494 | 9.15 | 5.1674 | 3.3231 | 45.0873
3495 | 11.38 | 4.1951 | 2.5384 | 43.2263
3496 | 13.74 | 3.0895 | 1.5611 | 37.6504
3497 | 14.86 | 1.7123 | 0.68551 | 20.9712
3498 | 13.88 | 0.45541 | 0.073895 | 3.275
3499 | 13.85 | 0.035198 | 0 | 0
3500 | 12.09 | 0 | 0 | 0
3501 | 11.98 | 0 | 0 | 0
3502 | 11.79 | 0 | 0 | 0
3503 | 11.78 | 0 | 0 | 0
3504 | 12.27 | 0 | 0 | 0
3505 | 10.97 | 0 | 0 | 0
3506 | 9.1 | 0 | 0 | 0
3507 | 11.42 | 0 | 0 | 0
3508 | 10.78 | 0 | 0 | 0
3509 | 8.96 | 0 | 0 | 0
3510 | 7.17 | 0.0175 | 0 | 0.20897
3511 | 5.88 | 0.37341 | 0.028971 | 8.0676
3512 | 3.67 | 1.7867 | 0.34431 | 26.4272
3513 | 6.38 | 3.4684 | 1.3415 | 38.4595
3514 | 4.35 | 4.8485 | 2.726 | 44.3712
3515 | 7.22 | 5.566 | 3.3718 | 47.9379
3516 | 9.74 | 5.5605 | 3.6749 | 48.0089
3517 | 9.89 | 5.4567 | 3.631 | 47.7301
3518 | 9.15 | 5.1674 | 3.3231 | 45.0873
3519 | 11.38 | 4.1951 | 2.5384 | 43.2263
3520 | 13.74 | 3.0895 | 1.5611 | 37.6504
3521 | 14.86 | 1.7123 | 0.68551 | 20.9712
3522 | 13.88 | 0.45541 | 0.073895 | 3.275
3523 | 13.85 | 0.035198 | 0 | 0
3524 | 12.09 | 0 | 0 | 0
3525 | 11.98 | 0 | 0 | 0
3526 | 11.79 | 0 | 0 | 0
3527 | 11.78 | 0 | 0 | 0
3528 | 12.27 | 0 | 0 | 0
3529 | 10.97 | 0 | 0 | 0
3530 | 9.1 | 0 | 0 | 0
3531 | 11.42 | 0 | 0 | 0
3532 | 10.78 | 0 | 0 | 0
3533 | 8.96 | 0 | 0 | 0
3534 | 7.17 | 0.0175 | 0 | 0.20897
3535 | 5.88 | 0.37341 | 0.028971 | 8.0676
3536 | 3.67 | 1.7867 | 0.34431 | 26.4272
3537 | 6.38 | 3.4684 | 1.3415 | 38.4595
3538 | 4.35 | 4.8485 | 2.726 | 44.3712
3539 | 7.22 | 5.566 | 3.3718 | 47.9379
3540 | 9.74 | 5.5605 | 3.6749 | 48.0089
3541 | 9.89 | 5.4567 | 3.631 | 47.7301
3542 | 9.15 | 5.1674 | 3.3231 | 45.0873
3543 | 11.38 | 4.1951 | 2.5384 | 43.2263
3544 | 13.74 | 3.0895 | 1.5611 | 37.6504
3545 | 14.86 | 1.7123 | 0.68551 | 20.9712
3546 | 13.88 | 0.45541 | 0.073895 | 3.275
3547 | 13.85 | 0.035198 | 0 | 0
3548 | 12.09 | 0 | 0 | 0
3549 | 11.98 | 0 | 0 | 0
3550 | 11.79 | 0 | 0 | 0
3551 | 11.78 | 0 | 0 | 0
3552 | 12.27 | 0 | 0 | 0
3553 | 10.97 | 0 | 0 | 0
3554 | 9.1 | 0 | 0 | 0
3555 | 11.42 | 0 | 0 | 0
3556 | 10.78 | 0 | 0 | 0
3557 | 8.96 | 0 | 0 | 0
3558 | 7.17 | 0.0175 | 0 | 0.20897
3559 | 5.88 | 0.37341 | 0.028971 | 8.0676
3560 | 3.67 | 1.7867 | 0.34431 | 26.4272
3561 | 6.38 | 3.4684 | 1.3415 | 38.4595
3562 | 4.35 | 4.8485 | 2.726 | 44.3712
3563 | 7.22 | 5.566 | 3.3718 | 47.9379
3564 | 9.74 | 5.5605 | 3.6749 | 48.0089
3565 | 9.89 | 5.4567 | 3.631 | 47.7301
3566 | 9.15 | 5.1674 | 3.3231 | 45.0873
3567 | 11.38 | 4.1951 | 2.5384 | 43.2263
3568 | 13.74 | 3.0895 | 1.5611 | 37.6504
3569 | 14.86 | 1.7123 | 0.68551 | 20.9712
3570 | 13.88 | 0.45541 | 0.073895 | 3.275
3571 | 13.85 | 0.035198 | 0 | 0
3572 | 12.09 | 0 | 0 | 0
3573 | 11.98 | 0 | 0 | 0
3574 | 11.79 | 0 | 0 | 0
3575 | 11.78 | 0 | 0 | 0
3576 | 12.27 | 0 | 0 | 0
3577 | 10.97 | 0 | 0 | 0
3578 | 9.1 | 0 | 0 | 0
3579 | 11.42 | 0 | 0 | 0
3580 | 10.78 | 0 | 0 | 0
3581 | 8.96 | 0 | 0 | 0
3582 | 7.17 | 0.0175 | 0 | 0.20897
3583 | 5.88 | 0.37341 | 0.028971 | 8.0676
3584 | 3.67 | 1.7867 | 0.34431 | 26.4272
3585 | 6.38 | 3.4684 | 1.3415 | 38.4595
3586 | 4.35 | 4.8485 | 2.726 | 44.3712
3587 | 7.22 | 5.566 | 3.3718 | 47.9379
3588 | 9.74 | 5.5605 | 3.6749 | 48.0089
3589 | 9.89 | 5.4567 | 3.631 | 47.7301
3590 | 9.15 | 5.1674 | 3.3231 | 45.0873
3591 | 11.38 | 4.1951 | 2.5384 | 43.2263
3592 | 13.74 | 3.0895 | 1.5611 | 37.6504
3593 | 14.86 | 1.7123 | 0.68551 | 20.9712
3594 | 13.88 | 0.45541 | 0.073895 | 3.275
3595 | 13.85 | 0.035198 | 0 | 0
3596 | 12.09 | 0 | 0 | 0
3597 | 11.98 | 0 | 0 | 0
3598 | 11.79 | 0 | 0 | 0
3599 | 11.78 | 0 | 0 | 0
3600 | 12.27 | 0 | 0 | 0
3601 | 10.97 | 0 | 0 | 0
3602 | 9.1 | 0 | 0 | 0
3603 | 11.42 | 0 | 0 | 0
3604 | 10.78 | 0 | 0 | 0
3605 | 8.96 | 0 | 0 | 0
3606 | 7.17 | 0.0175 | 0 | 0.20897
3607 | 5.88 | 0.37341 | 0.028971 | 8.0676
3608 | 3.67 | 1.7867 | 0.34431 | 26.4272
3609 | 6.38 | 3.4684 | 1.3415 | 38.4595
3610 | 4.35 | 4.8485 | 2.726 | 44.3712
3611 | 7.22 | 5.566 | 3.3718 | 47.9379
3612 | 9.74 | 5.5605 | 3.6749 | 48.0089
3613 | 9.89 | 5.4567 | 3.631 | 47.7301
3614 | 9.15 | 5.1674 | 3.3231 | 45.0873
3615 | 11.38 | 4.1951 | 2.5384 | 43.2263
3616 | 13.74 | 3.0895 | 1.5611 | 37.6504
3617 | 14.86 | 1.7123 | 0.68551 | 20.9712
3618 | 13.88 | 0.45541 | 0.073895 | 3.275
3619 | 13.85 | 0.035198 | 0 | 0
3620 | 12.09 | 0 | 0 | 0
3621 | 11.98 | 0 | 0 | 0
3622 | 11.79 | 0 | 0 | 0
3623 | 11.78 | 0 | 0 | 0
3624 | 12.27 | 0 | 0 | 0
3625 | 10.97 | 0 | 0 | 0
3626 | 9.1 | 0 | 0 | 0
3627 | 11.42 | 0 | 0 | 0
3628 | 10.78 | 0 | 0 | 0
3629 | 8.96 | 0 | 0 | 0
3630 | 7.17 | 0.0175 | 0 | 0.20897
3631 | 5.88 | 0.37341 | 0.028971 | 8.0676
3632 | 3.67 | 1.7867 | 0.34431 | 26.4272
3633 | 6.38 | 3.4684 | 1.3415 | 38.4595
3634 | 4.35 | 4.8485 | 2.726 | 44.3712
3635 | 7.22 | 5.566 | 3.3718 | 47.9379
3636 | 9.74 | 5.5605 | 3.6749 | 48.0089
3637 | 9.89 | 5.4567 | 3.631 | 47.7301
3638 | 9.15 | 5.1674 | 3.3231 | 45.0873
3639 | 11.38 | 4.1951 | 2.5384 | 43.2263
3640 | 13.74 | 3.0895 | 1.5611 | 37.6504
3641 | 14.86 | 1.7123 | 0.68551 | 20.9712
3642 | 13.88 | 0.45541 | 0.073895 | 3.275
3643 | 13.85 | 0.035198 | 0 | 0
3644 | 12.09 | 0 | 0 | 0
3645 | 11.98 | 0 | 0 | 0
3646 | 11.79 | 0 | 0 | 0
3647 | 11.78 | 0 | 0 | 0
3648 | 12.27 | 0 | 0 | 0
3649 | 10.97 | 0 | 0 | 0
3650 | 9.1 | 0 | 0 | 0
3651 | 11.42 | 0 | 0 | 0
3652 | 10.78 | 0 | 0 | 0
3653 | 8.96 | 0 | 0 | 0
3654 | 7.17 | 0.0175 | 0 | 0.20897
3655 | 5.88 | 0.37341 | 0.028971 | 8.0676
3656 | 3.67 | 1.7867 | 0.34431 | 26.4272
3657 | 6.38 | 3.4684 | 1.3415 | 38.4595
3658 | 4.35 | 4.8485 | 2.726 | 44.3712
3659 | 7.22 | 5.566 | 3.3718 | 47.9379
3660 | 9.74 | 5.5605 | 3.6749 | 48.0089
3661 | 9.89 | 5.4567 | 3.631 | 47.7301
3662 | 9.15 | 5.1674 | 3.3231 | 45.0873
3663 | 11.38 | 4.1951 | 2.5384 | 43.2263
3664 | 13.74 | 3.0895 | 1.5611 | 37.6504
3665 | 14.86 | 1.7123 | 0.68551 | 20.9712
3666 | 13.88 | 0.45541 | 0.073895 | 3.275
3667 | 13.85 | 0.035198 | 0 | 0
3668 | 12.09 | 0 | 0 | 0
3669 | 11.98 | 0 | 0 | 0
3670 | 11.79 | 0 | 0 | 0
3671 | 11.78 | 0 | 0 | 0
3672 | 12.27 | 0 | 0 | 0
3673 | 10.97 | 0 | 0 | 0
3674 | 9.1 | 0 | 0 | 0
3675 | 11.42 | 0 | 0 | 0
3676 | 10.78 | 0 | 0 | 0
3677 | 8.96 | 0 | 0 | 0
3678 | 7.17 | 0.0175 | 0 | 0.20897
3679 | 5.88 | 0.37341 | 0.028971 | 8.0676
3680 | 3.67 | 1.7867 | 0.34431 | 26.4272
3681 | 6.38 | 3.4684 | 1.3415 | 38.4595
3682 | 4.35 | 4.8485 | 2.726 | 44.3712
3683 | 7.22 | 5.566 | 3.3718 | 47.9379
3684 | 9.74 | 5.5605 | 3.6749 | 48.0089
3685 | 9.89 | 5.4567 | 3.631 | 47.7301
3686 | 9.15 | 5.1674 | 3.3231 | 45.0873
3687 | 11.38 | 4.1951 | 2.5384 | 43.2263
3688 | 13.74 | 3.0895 | 1.5611 | 37.6504
3689 | 14.86 | 1.7123 | 0.68551 | 20.9712
3690 | 13.88 | 0.45541 | 0.073895 | 3.275
3691 | 13.85 | 0.035198 | 0 | 0
3692 | 12.09 | 0 | 0 | 0
3693 | 11.98 | 0 | 0 | 0
3694 | 11.79 | 0 | 0 | 0
3695 | 11.78 | 0 | 0 | 0
3696 | 12.27 | 0 | 0 | 0
3697 | 10.97 | 0 | 0 | 0
3698 | 9.1 | 0 | 0 | 0
3699 | 11.42 | 0 | 0 | 0
3700 | 10.78 | 0 | 0 | 0
3701 | 8.96 | 0 | 0 | 0
3702 | 7.17 | 0.0175 | 0 | 0.20897
3703 | 5.88 | 0.37341 | 0.028971 | 8.0676
3704 | 3.67 | 1.7867 | 0.34431 | 26.4272
3705 | 6.38 | 3.4684 | 1.3415 | 38.4595
3706 | 4.35 | 4.8485 | 2.726 | 44.3712
3707 | 7.22 | 5.566 | 3.3718 | 47.9379
3708 | 9.74 | 5.5605 | 3.6749 | 48.0089
3709 | 9.89 | 5.4567 | 3.631 | 47.7301
3710 | 9.15 | 5.1674 | 3.3231 | 45.0873
3711 | 11.38 | 4.1951 | 2.5384 | 43.2263
3712 | 13.74 | 3.0895 | 1.5611 | 37.6504
3713 | 14.86 | 1.7123 | 0.68551 | 20.9712
3714 | 13.88 | 0.45541 | 0.073895 | 3.275
3715 | 13.85 | 0.035198 | 0 | 0
3716 | 12.09 | 0 | 0 | 0
3717 | 11.98 | 0 | 0 | 0
3718 | 11.79 | 0 | 0 | 0
3719 | 11.78 | 0 | 0 | 0
3720 | 12.27 | 0 | 0 | 0
3721 | 10.97 | 0 | 0 | 0
3722 | 9.1 | 0 | 0 | 0
3723 | 11.42 | 0 | 0 | 0
3724 | 10.78 | 0 | 0 | 0
3725 | 8.96 | 0 | 0 | 0
3726 | 7.17 | 0.0175 | 0 | 0.20897
3727 | 5.88 | 0.37341 | 0.028971 | 8.0676
3728 | 3.67 | 1.7867 | 0.34431 | 26.4272
3729 | 6.38 | 3.4684 | 1.3415 | 38.4595
3730 | 4.35 | 4.8485 | 2.726 | 44.3712
3731 | 7.22 | 5.566 | 3.3718 | 47.9379
3732 | 9.74 | 5.5605 | 3.6749 | 48.0089
3733 | 9.89 | 5.4567 | 3.631 | 47.7301
3734 | 9.15 | 5.1674 | 3.3231 | 45.0873
3735 | 11.38 | 4.1951 | 2.5384 | 43.2263
3736 | 13.74 | 3.0895 | 1.5611 | 37.6504
3737 | 14.86 | 1.7123 | 0.68551 | 20.9712
3738 | 13.88 | 0.45541 | 0.073895 | 3.275
3739 | 13.85 | 0.035198 | 0 | 0
3740 | 12.09 | 0 | 0 | 0
3741 | 11.98 | 0 | 0 | 0
3742 | 11.79 | 0 | 0 | 0
3743 | 11.78 | 0 | 0 | 0
3744 | 12.27 | 0 | 0 | 0
3745 | 10.97 | 0 | 0 | 0
3746 | 9.1 | 0 | 0 | 0
3747 | 11.42 | 0 | 0 | 0
3748 | 10.78 | 0 | 0 | 0
3749 | 8.96 | 0 | 0 | 0
3750 | 7.17 | 0.0175 | 0 | 0.20897
3751 | 5.88 | 0.37341 | 0.028971 | 8.0676
3752 | 3.67 | 1.7867 | 0.34431 | 26.4272
3753 | 6.38 | 3.4684 | 1.3415 | 38.4595
3754 | 4.35 | 4.8485 | 2.726 | 44.3712
3755 | 7.22 | 5.566 | 3.3718 | 47.9379
3756 | 9.74 | 5.5605 | 3.6749 | 48.0089
3757 | 9.89 | 5.4567 | 3.631 | 47.7301
3758 | 9.15 | 5.1674 | 3.3231 | 45.0873
3759 | 11.38 | 4.1951 | 2.5384 | 43.2263
3760 | 13.74 | 3.0895 | 1.5611 | 37.6504
3761 | 14.86 | 1.7123 | 0.68551 | 20.9712
3762 | 13.88 | 0.45541 | 0.073895 | 3.275
3763 | 13.85 | 0.035198 | 0 | 0
3764 | 12.09 | 0 | 0 | 0
3765 | 11.98 | 0 | 0 | 0
3766 | 11.79 | 0 | 0 | 0
3767 | 11.78 | 0 | 0 | 0
3768 | 12.27 | 0 | 0 | 0
3769 | 10.97 | 0 | 0 | 0
3770 | 9.1 | 0 | 0 | 0
3771 | 11.42 | 0 | 0 | 0
3772 | 10.78 | 0 | 0 | 0
3773 | 8.96 | 0 | 0 | 0
3774 | 7.17 | 0.0175 | 0 | 0.20897
3775 | 5.88 | 0.37341 | 0.028971 | 8.0676
3776 | 3.67 | 1.7867 | 0.34431 | 26.4272
3777 | 6.38 | 3.4684 | 1.3415 | 38.4595
3778 | 4.35 | 4.8485 | 2.726 | 44.3712
3779 | 7.22 | 5.566 | 3.3718 | 47.9379
3780 | 9.74 | 5.5605 | 3.6749 | 48.0089
3781 | 9.89 | 5.4567 | 3.631 | 47.7301
3782 | 9.15 | 5.1674 | 3.3231 | 45.0873
3783 | 11.38 | 4.1951 | 2.5384 | 43.2263
3784 | 13.74 | 3.0895 | 1.5611 | 37.6504
3785 | 14.86 | 1.7123 | 0.68551 | 20.9712
3786 | 13.88 | 0.45541 | 0.073895 | 3.275
3787 | 13.85 | 0.035198 | 0 | 0
3788 | 12.09 | 0 | 0 | 0
3789 | 11.98 | 0 | 0 | 0
3790 | 11.79 | 0 | 0 | 0
3791 | 11.78 | 0 | 0 | 0
3792 | 12.27 | 0 | 0 | 0
3793 | 10.97 | 0 | 0 | 0
3794 | 9.1 | 0 | 0 | 0
3795 | 11.42 | 0 | 0 | 0
3796 | 10.78 | 0 | 0 | 0
3797 | 8.96 | 0 | 0 | 0
3798 | 7.17 | 0.0175 | 0 | 0.20897
3799 | 5.88 | 0.37341 | 0.028971 | 8.0676
3800 | 3.67 | 1.7867 | 0.34431 | 26.4272
3801 | 6.38 | 3.4684 | 1.3415 | 38.4595
3802 | 4.35 | 4.8485 | 2.726 | 44.3712
3803 | 7.22 | 5.566 | 3.3718 | 47.9379
3804 | 9.74 | 5.5605 | 3.6749 | 48.0089
3805 | 9.89 | 5.4567 | 3.631 | 47.7301
3806 | 9.15 | 5.1674 | 3.3231 | 45.0873
3807 | 11.38 | 4.1951 | 2.5384 | 43.2263
3808 | 13.74 | 3.0895 | 1.5611 | 37.6504
3809 | 14.86 | 1.7123 | 0.68551 | 20.9712
3810 | 13.88 | 0.45541 | 0.073895 | 3.275
3811 | 13.85 | 0.035198 | 0 | 0
3812 | 12.09 | 0 | 0 | 0
3813 | 11.98 | 0 | 0 | 0
3814 | 11.79 | 0 | 0 | 0
3815 | 11.78 | 0 | 0 | 0
3816 | 12.27 | 0 | 0 | 0
3817 | 10.97 | 0 | 0 | 0
3818 | 9.1 | 0 | 0 | 0
3819 | 11.42 | 0 | 0 | 0
3820 | 10.78 | 0 | 0 | 0
3821 | 8.96 | 0 | 0 | 0
3822 | 7.17 | 0.0175 | 0 | 0.20897
3823 | 5.88 | 0.37341 | 0.028971 | 8.0676
3824 | 3.67 | 1.7867 | 0.34431 | 26.4272
3825 | 6.38 | 3.4684 | 1.3415 | 38.4595
3826 | 4.35 | 4.8485 | 2.726 | 44.3712
3827 | 7.22 | 5.566 | 3.3718 | 47.9379
3828 | 9.74 | 5.5605 | 3.6749 | 48.0089
3829 | 9.89 | 5.4567 | 3.631 | 47.7301
3830 | 9.15 | 5.1674 | 3.3231 | 45.0873
3831 | 11.38 | 4.1951 | 2.5384 | 43.2263
3832 | 13.74 | 3.0895 | 1.5611 | 37.6504
3833 | 14.86 | 1.7123 | 0.68551 | 20.9712
3834 | 13.88 | 0.45541 | 0.073895 | 3.275
3835 | 13.85 | 0.035198 | 0 | 0
3836 | 12.09 | 0 | 0 | 0
3837 | 11.98 | 0 | 0 | 0
3838 | 11.79 | 0 | 0 | 0
3839 | 11.78 | 0 | 0 | 0
3840 | 12.27 | 0 | 0 | 0
3841 | 10.97 | 0 | 0 | 0
3842 | 9.1 | 0 | 0 | 0
3843 | 11.42 | 0 | 0 | 0
3844 | 10.78 | 0 | 0 | 0
3845 | 8.96 | 0 | 0 | 0
3846 | 7.17 | 0.0175 | 0 | 0.20897
3847 | 5.88 | 0.37341 | 0.028971 | 8.0676
3848 | 3.67 | 1.7867 | 0.34431 | 26.4272
3849 | 6.38 | 3.4684 | 1.3415 | 38.4595
3850 | 4.35 | 4.8485 | 2.726 | 44.3712
3851 | 7.22 | 5.566 | 3.3718 | 47.9379
3852 | 9.74 | 5.5605 | 3.6749 | 48.0089
3853 | 9.89 | 5.4567 | 3.631 | 47.7301
3854 | 9.15 | 5.1674 | 3.3231 | 45.0873
3855 | 11.38 | 4.1951 | 2.5384 | 43.2263
3856 | 13.74 | 3.0895 | 1.5611 | 37.6504
3857 | 14.86 | 1.7123 | 0.68551 | 20.9712
3858 | 13.88 | 0.45541 | 0.073895 | 3.275
3859 | 13.85 | 0.035198 | 0 | 0
3860 | 12.09 | 0 | 0 | 0
3861 | 11.98 | 0 | 0 | 0
3862 | 11.79 | 0 | 0 | 0
3863 | 11.78 | 0 | 0 | 0
3864 | 12.27 | 0 | 0 | 0
3865 | 10.97 | 0 | 0 | 0
3866 | 9.1 | 0 | 0 | 0
3867 | 11.42 | 0 | 0 | 0
3868 | 10.78 | 0 | 0 | 0
3869 | 8.96 | 0 | 0 | 0
3870 | 7.17 | 0.0175 | 0 | 0.20897
3871 | 5.88 | 0.37341 | 0.028971 | 8.0676
3872 | 3.67 | 1.7867 | 0.34431 | 26.4272
3873 | 6.38 | 3.4684 | 1.3415 | 38.4595
3874 | 4.35 | 4.8485 | 2.726 | 44.3712
3875 | 7.22 | 5.566 | 3.3718 | 47.9379
3876 | 9.74 | 5.5605 | 3.6749 | 48.0089
3877 | 9.89 | 5.4567 | 3.631 | 47.7301
3878 | 9.15 | 5.1674 | 3.3231 | 45.0873
3879 | 11.38 | 4.1951 | 2.5384 | 43.2263
3880 | 13.74 | 3.0895 | 1.5611 | 37.6504
3881 | 14.86 | 1.7123 | 0.68551 | 20.9712
3882 | 13.88 | 0.45541 | 0.073895 | 3.275
3883 | 13.85 | 0.035198 | 0 | 0
3884 | 12.09 | 0 | 0 | 0
3885 | 11.98 | 0 | 0 | 0
3886 | 11.79 | 0 | 0 | 0
3887 | 11.78 | 0 | 0 | 0
3888 | 12.27 | 0 | 0 | 0
3889 | 10.97 | 0 | 0 | 0
3890 | 9.1 | 0 | 0 | 0
3891 | 11.42 | 0 | 0 | 0
3892 | 10.78 | 0 | 0 | 0
3893 | 8.96 | 0 | 0 | 0
3894 | 7.17 | 0.0175 | 0 | 0.20897
3895 | 5.88 | 0.37341 | 0.028971 | 8.0676
3896 | 3.67 | 1.7867 | 0.34431 | 26.4272
3897 | 6.38 | 3.4684 | 1.3415 | 38.4595
3898 | 4.35 | 4.8485 | 2.726 | 44.3712
3899 | 7.22 | 5.566 | 3.3718 | 47.9379
3900 | 9.74 | 5.5605 | 3.6749 | 48.0089
3901 | 9.89 | 5.4567 | 3.631 | 47.7301
3902 | 9.15 | 5.1674 | 3.3231 | 45.0873
3903 | 11.38 | 4.1951 | 2.5384 | 43.2263
3904 | 13.74 | 3.0895 | 1.5611 | 37.6504
3905 | 14.86 | 1.7123 | 0.68551 | 20.9712
3906 | 13.88 | 0.45541 | 0.073895 | 3.275
3907 | 13.85 | 0.035198 | 0 | 0
3908 | 12.09 | 0 | 0 | 0
3909 | 11.98 | 0 | 0 | 0
3910 | 11.79 | 0 | 0 | 0
3911 | 11.78 | 0 | 0 | 0
3912 | 12.27 | 0 | 0 | 0
3913 | 10.97 | 0 | 0 | 0
3914 | 9.1 | 0 | 0 | 0
3915 | 11.42 | 0 | 0 | 0
3916 | 10.78 | 0 | 0 | 0
3917 | 8.96 | 0 | 0 | 0
3918 | 7.17 | 0.0175 | 0 | 0.20897
3919 | 5.88 | 0.37341 | 0.028971 | 8.0676
3920 | 3.67 | 1.7867 | 0.34431 | 26.4272
3921 | 6.38 | 3.4684 | 1.3415 | 38.4595
3922 | 4.35 | 4.8485 | 2.726 | 44.3712
3923 | 7.22 | 5.566 | 3.3718 | 47.9379
3924 | 9.74 | 5.5605 | 3.6749 | 48.0089
3925 | 9.89 | 5.4567 | 3.631 | 47.7301
3926 | 9.15 | 5.1674 | 3.3231 | 45.0873
3927 | 11.38 | 4.1951 | 2.5384 | 43.2263
3928 | 13.74 | 3.0895 | 1.5611 | 37.6504
3929 | 14.86 | 1.7123 | 0.68551 | 20.9712
3930 | 13.88 | 0.45541 | 0.073895 | 3.275
3931 | 13.85 | 0.035198 | 0 | 0
3932 | 12.09 | 0 | 0 | 0
3933 | 11.98 | 0 | 0 | 0
3934 | 11.79 | 0 | 0 | 0
3935 | 11.78 | 0 | 0 | 0
3936 | 12.27 | 0 | 0 | 0
3937 | 10.97 | 0 | 0 | 0
3938 | 9.1 | 0 | 0 | 0
3939 | 11.42 | 0 | 0 | 0
3940 | 10.78 | 0 | 0 | 0
3941 | 8.96 | 0 | 0 | 0
3942 | 7.17 | 0.0175 | 0 | 0.20897
3943 | 5.88 | 0.37341 | 0.028971 | 8.0676
3944 | 3.67 | 1.7867 | 0.34431 | 26.4272
3945 | 6.38 | 3.4684 | 1.3415 | 38.4595
3946 | 4.35 | 4.8485 | 2.726 | 44.3712
3947 | 7.22 | 5.566 | 3.3718 | 47.9379
3948 | 9.74 | 5.5605 | 3.6749 | 48.0089
3949 | 9.89 | 5.4567 | 3.631 | 47.7301
3950 | 9.15 | 5.1674 | 3.3231 | 45.0873
3951 | 11.38 | 4.1951 | 2.5384 | 43.2263
3952 | 13.74 | 3.0895 | 1.5611 | 37.6504
3953 | 14.86 | 1.7123 | 0.68551 | 20.9712
3954 | 13.88 | 0.45541 | 0.073895 | 3.275
3955 | 13.85 | 0.035198 | 0 | 0
3956 | 12.09 | 0 | 0 | 0
3957 | 11.98 | 0 | 0 | 0
3958 | 11.79 | 0 | 0 | 0
3959 | 11.78 | 0 | 0 | 0
3960 | 12.27 | 0 | 0 | 0
3961 | 10.97 | 0 | 0 | 0
3962 | 9.1 | 0 | 0 | 0
3963 | 11.42 | 0 | 0 | 0
3964 | 10.78 | 0 | 0 | 0
3965 | 8.96 | 0 | 0 | 0
3966 | 7.17 | 0.0175 | 0 | 0.20897
3967 | 5.88 | 0.37341 | 0.028971 | 8.0676
3968 | 3.67 | 1.7867 | 0.34431 | 26.4272
3969 | 6.38 | 3.4684 | 1.3415 | 38.4595
3970 | 4.35 | 4.8485 | 2.726 | 44.3712
3971 | 7.22 | 5.566 | 3.3718 | 47.9379
3972 | 9.74 | 5.5605 | 3.6749 | 48.0089
3973 | 9.89 | 5.4567 | 3.631 | 47.7301
3974 | 9.15 | 5.1674 | 3.3231 | 45.0873
3975 | 11.38 | 4.1951 | 2.5384 | 43.2263
3976 | 13.74 | 3.0895 | 1.5611 | 37.6504
3977 | 14.86 | 1.7123 | 0.68551 | 20.9712
3978 | 13.88 | 0.45541 | 0.073895 | 3.275
3979 | 13.85 | 0.035198 | 0 | 0
3980 | 12.09 | 0 | 0 | 0
3981 | 11.98 | 0 | 0 | 0
3982 | 11.79 | 0 | 0 | 0
3983 | 11.78 | 0 | 0 | 0
3984 | 12.27 | 0 | 0 | 0
3985 | 10.97 | 0 | 0 | 0
3986 | 9.1 | 0 | 0 | 0
3987 | 11.42 | 0 | 0 | 0
3988 | 10.78 | 0 | 0 | 0
3989 | 8.96 | 0 | 0 | 0
3990 | 7.17 | 0.0175 | 0 | 0.20897
3991 | 5.88 | 0.37341 | 0.028971 | 8.0676
3992 | 3.67 | 1.7867 | 0.34431 | 26.4272
3993 | 6.38 | 3.4684 | 1.3415 | 38.4595
3994 | 4.35 | 4.8485 | 2.726 | 44.3712
3995 | 7.22 | 5.566 | 3.3718 | 47.9379
3996 | 9.74 | 5.5605 | 3.6749 | 48.0089
3997 | 9.89 | 5.4567 | 3.631 | 47.7301
3998 | 9.15 | 5.1674 | 3.3231 | 45.0873
3999 | 11.38 | 4.1951 | 2.5384 | 43.2263
4000 | 13.74 | 3.0895 | 1.5611 | 37.6504
4001 | 14.86 | 1.7123 | 0.68551 | 20.9712
4002 | 13.88 | 0.45541 | 0.073895 | 3.275
4003 | 13.85 | 0.035198 | 0 | 0
4004 | 12.09 | 0 | 0 | 0
4005 | 11.98 | 0 | 0 | 0
4006 | 11.79 | 0 | 0 | 0
4007 | 11.78 | 0 | 0 | 0
4008 | 12.27 | 0 | 0 | 0
4009 | 10.97 | 0 | 0 | 0
4010 | 9.1 | 0 | 0 | 0
4011 | 11.42 | 0 | 0 | 0
4012 | 10.78 | 0 | 0 | 0
4013 | 8.96 | 0 | 0 | 0
4014 | 7.17 | 0.0175 | 0 | 0.20897
4015 | 5.88 | 0.37341 | 0.028971 | 8.0676
4016 | 3.67 | 1.7867 | 0.34431 | 26.4272
4017 | 6.38 | 3.4684 | 1.3415 | 38.4595
4018 | 4.35 | 4.8485 | 2.726 | 44.3712
4019 | 7.22 | 5.566 | 3.3718 | 47.9379
4020 | 9.74 | 5.5605 | 3.6749 | 48.0089
4021 | 9.89 | 5.4567 | 3.631 | 47.7301
4022 | 9.15 | 5.1674 | 3.3231 | 45.0873
4023 | 11.38 | 4.1951 | 2.5384 | 43.2263
4024 | 13.74 | 3.0895 | 1.5611 | 37.6504
4025 | 14.86 | 1.7123 | 0.68551 | 20.9712
4026 | 13.88 | 0.45541 | 0.073895 | 3.275
4027 | 13.85 | 0.035198 | 0 | 0
4028 | 12.09 | 0 | 0 | 0
4029 | 11.98 | 0 | 0 | 0
4030 | 11.79 | 0 | 0 | 0
4031 | 11.78 | 0 | 0 | 0
4032 | 12.27 | 0 | 0 | 0
4033 | 10.97 | 0 | 0 | 0
4034 | 9.1 | 0 | 0 | 0
4035 | 11.42 | 0 | 0 | 0
4036 | 10.78 | 0 | 0 | 0
4037 | 8.96 | 0 | 0 | 0
4038 | 7.17 | 0.0175 | 0 | 0.20897
4039 | 5.88 | 0.37341 | 0.028971 | 8.0676
4040 | 3.67 | 1.7867 | 0.34431 | 26.4272
4041 | 6.38 | 3.4684 | 1.3415 | 38.4595
4042 | 4.35 | 4.8485 | 2.726 | 44.3712
4043 | 7.22 | 5.566 | 3.3718 | 47.9379
4044 | 9.74 | 5.5605 | 3.6749 | 48.0089
4045 | 9.89 | 5.4567 | 3.631 | 47.7301
4046 | 9.15 | 5.1674 | 3.3231 | 45.0873
4047 | 11.38 | 4.1951 | 2.5384 | 43.2263
4048 | 13.74 | 3.0895 | 1.5611 | 37.6504
4049 | 14.86 | 1.7123 | 0.68551 | 20.9712
4050 | 13.88 | 0.45541 | 0.073895 | 3.275
4051 | 13.85 | 0.035198 | 0 | 0
4052 | 12.09 | 0 | 0 | 0
4053 | 11.98 | 0 | 0 | 0
4054 | 11.79 | 0 | 0 | 0
4055 | 11.78 | 0 | 0 | 0
4056 | 12.27 | 0 | 0 | 0
4057 | 10.97 | 0 | 0 | 0
4058 | 9.1 | 0 | 0 | 0
4059 | 11.42 | 0 | 0 | 0
4060 | 10.78 | 0 | 0 | 0
4061 | 8.96 | 0 | 0 | 0
4062 | 7.17 | 0.0175 | 0 | 0.20897
4063 | 5.88 | 0.37341 | 0.028971 | 8.0676
4064 | 3.67 | 1.7867 | 0.34431 | 26.4272
4065 | 6.38 | 3.4684 | 1.3415 | 38.4595
4066 | 4.35 | 4.8485 | 2.726 | 44.3712
4067 | 7.22 | 5.566 | 3.3718 | 47.9379
4068 | 9.74 | 5.5605 | 3.6749 | 48.0089
4069 | 9.89 | 5.4567 | 3.631 | 47.7301
4070 | 9.15 | 5.1674 | 3.3231 | 45.0873
4071 | 11.38 | 4.1951 | 2.5384 | 43.2263
4072 | 13.74 | 3.0895 | 1.5611 | 37.6504
4073 | 14.86 | 1.7123 | 0.68551 | 20.9712
4074 | 13.88 | 0.45541 | 0.073895 | 3.275
4075 | 13.85 | 0.035198 | 0 | 0
4076 | 12.09 | 0 | 0 | 0
4077 | 11.98 | 0 | 0 | 0
4078 | 11.79 | 0 | 0 | 0
4079 | 11.78 | 0 | 0 | 0
4080 | 12.27 | 0 | 0 | 0
4081 | 10.97 | 0 | 0 | 0
4082 | 9.1 | 0 | 0 | 0
4083 | 11.42 | 0 | 0 | 0
4084 | 10.78 | 0 | 0 | 0
4085 | 8.96 | 0 | 0 | 0
4086 | 7.17 | 0.0175 | 0 | 0.20897
4087 | 5.88 | 0.37341 | 0.028971 | 8.0676
4088 | 3.67 | 1.7867 | 0.34431 | 26.4272
4089 | 6.38 | 3.4684 | 1.3415 | 38.4595
4090 | 4.35 | 4.8485 | 2.726 | 44.3712
4091 | 7.22 | 5.566 | 3.3718 | 47.9379
4092 | 9.74 | 5.5605 | 3.6749 | 48.0089
4093 | 9.89 | 5.4567 | 3.631 | 47.7301
4094 | 9.15 | 5.1674 | 3.3231 | 45.0873
4095 | 11.38 | 4.1951 | 2.5384 | 43.2263
4096 | 13.74 | 3.0895 | 1.5611 | 37.6504
4097 | 14.86 | 1.7123 | 0.68551 | 20.9712
4098 | 13.88 | 0.45541 | 0.073895 | 3.275
4099 | 13.85 | 0.035198 | 0 | 0
4100 | 12.09 | 0 | 0 | 0
4101 | 11.98 | 0 | 0 | 0
4102 | 11.79 | 0 | 0 | 0
4103 | 11.78 | 0 | 0 | 0
4104 | 12.27 | 0 | 0 | 0
4105 | 10.97 | 0 | 0 | 0
4106 | 9.1 | 0 | 0 | 0
4107 | 11.42 | 0 | 0 | 0
4108 | 10.78 | 0 | 0 | 0
4109 | 8.96 | 0 | 0 | 0
4110 | 7.17 | 0.0175 | 0 | 0.20897
4111 | 5.88 | 0.37341 | 0.028971 | 8.0676
4112 | 3.67 | 1.7867 | 0.34431 | 26.4272
4113 | 6.38 | 3.4684 | 1.3415 | 38.4595
4114 | 4.35 | 4.8485 | 2.726 | 44.3712
4115 | 7.22 | 5.566 | 3.3718 | 47.9379
4116 | 9.74 | 5.5605 | 3.6749 | 48.0089
4117 | 9.89 | 5.4567 | 3.631 | 47.7301
4118 | 9.15 | 5.1674 | 3.3231 | 45.0873
4119 | 11.38 | 4.1951 | 2.5384 | 43.2263
4120 | 13.74 | 3.0895 | 1.5611 | 37.6504
4121 | 14.86 | 1.7123 | 0.68551 | 20.9712
4122 | 13.88 | 0.45541 | 0.073895 | 3.275
4123 | 13.85 | 0.035198 | 0 | 0
4124 | 12.09 | 0 | 0 | 0
4125 | 11.98 | 0 | 0 | 0
4126 | 11.79 | 0 | 0 | 0
4127 | 11.78 | 0 | 0 | 0
4128 | 12.27 | 0 | 0 | 0
4129 | 10.97 | 0 | 0 | 0
4130 | 9.1 | 0 | 0 | 0
4131 | 11.42 | 0 | 0 | 0
4132 | 10.78 | 0 | 0 | 0
4133 | 8.96 | 0 | 0 | 0
4134 | 7.17 | 0.0175 | 0 | 0.20897
4135 | 5.88 | 0.37341 | 0.028971 | 8.0676
4136 | 3.67 | 1.7867 | 0.34431 | 26.4272
4137 | 6.38 | 3.4684 | 1.3415 | 38.4595
4138 | 4.35 | 4.8485 | 2.726 | 44.3712
4139 | 7.22 | 5.566 | 3.3718 | 47.9379
4140 | 9.74 | 5.5605 | 3.6749 | 48.0089
4141 | 9.89 | 5.4567 | 3.631 | 47.7301
4142 | 9.15 | 5.1674 | 3.3231 | 45.0873
4143 | 11.38 | 4.1951 | 2.5384 | 43.2263
4144 | 13.74 | 3.0895 | 1.5611 | 37.6504
4145 | 14.86 | 1.7123 | 0.68551 | 20.9712
4146 | 13.88 | 0.45541 | 0.073895 | 3.275
4147 | 13.85 | 0.035198 | 0 | 0
4148 | 12.09 | 0 | 0 | 0
4149 | 11.98 | 0 | 0 | 0
4150 | 11.79 | 0 | 0 | 0
4151 | 11.78 | 0 | 0 | 0
4152 | 12.27 | 0 | 0 | 0
4153 | 10.97 | 0 | 0 | 0
4154 | 9.1 | 0 | 0 | 0
4155 | 11.42 | 0 | 0 | 0
4156 | 10.78 | 0 | 0 | 0
4157 | 8.96 | 0 | 0 | 0
4158 | 7.17 | 0.0175 | 0 | 0.20897
4159 | 5.88 | 0.37341 | 0.028971 | 8.0676
4160 | 3.67 | 1.7867 | 0.34431 | 26.4272
4161 | 6.38 | 3.4684 | 1.3415 | 38.4595
4162 | 4.35 | 4.8485 | 2.726 | 44.3712
4163 | 7.22 | 5.566 | 3.3718 | 47.9379
4164 | 9.74 | 5.5605 | 3.6749 | 48.0089
4165 | 9.89 | 5.4567 | 3.631 | 47.7301
4166 | 9.15 | 5.1674 | 3.3231 | 45.0873
4167 | 11.38 | 4.1951 | 2.5384 | 43.2263
4168 | 13.74 | 3.0895 | 1.5611 | 37.6504
4169 | 14.86 | 1.7123 | 0.68551 | 20.9712
4170 | 13.88 | 0.45541 | 0.073895 | 3.275
4171 | 13.85 | 0.035198 | 0 | 0
4172 | 12.09 | 0 | 0 | 0
4173 | 11.98 | 0 | 0 | 0
4174 | 11.79 | 0 | 0 | 0
4175 | 11.78 | 0 | 0 | 0
4176 | 12.27 | 0 | 0 | 0
4177 | 10.97 | 0 | 0 | 0
4178 | 9.1 | 0 | 0 | 0
4179 | 11.42 | 0 | 0 | 0
4180 | 10.78 | 0 | 0 | 0
4181 | 8.96 | 0 | 0 | 0
4182 | 7.17 | 0.0175 | 0 | 0.20897
4183 | 5.88 | 0.37341 | 0.028971 | 8.0676
4184 | 3.67 | 1.7867 | 0.34431 | 26.4272
4185 | 6.38 | 3.4684 | 1.3415 | 38.4595
4186 | 4.35 | 4.8485 | 2.726 | 44.3712
4187 | 7.22 | 5.566 | 3.3718 | 47.9379
4188 | 9.74 | 5.5605 | 3.6749 | 48.0089
4189 | 9.89 | 5.4567 | 3.631 | 47.7301
4190 | 9.15 | 5.1674 | 3.3231 | 45.0873
4191 | 11.38 | 4.1951 | 2.5384 | 43.2263
4192 | 13.74 | 3.0895 | 1.5611 | 37.6504
4193 | 14.86 | 1.7123 | 0.68551 | 20.9712
4194 | 13.88 | 0.45541 | 0.073895 | 3.275
4195 | 13.85 | 0.035198 | 0 | 0
4196 | 12.09 | 0 | 0 | 0
4197 | 11.98 | 0 | 0 | 0
4198 | 11.79 | 0 | 0 | 0
4199 | 11.78 | 0 | 0 | 0
4200 | 12.27 | 0 | 0 | 0
4201 | 10.97 | 0 | 0 | 0
4202 | 9.1 | 0 | 0 | 0
4203 | 11.42 | 0 | 0 | 0
4204 | 10.78 | 0 | 0 | 0
4205 | 8.96 | 0 | 0 | 0
4206 | 7.17 | 0.0175 | 0 | 0.20897
4207 | 5.88 | 0.37341 | 0.028971 | 8.0676
4208 | 3.67 | 1.7867 | 0.34431 | 26.4272
4209 | 6.38 | 3.4684 | 1.3415 | 38.4595
4210 | 4.35 | 4.8485 | 2.726 | 44.3712
4211 | 7.22 | 5.566 | 3.3718 | 47.9379
4212 | 9.74 | 5.5605 | 3.6749 | 48.0089
4213 | 9.89 | 5.4567 | 3.631 | 47.7301
4214 | 9.15 | 5.1674 | 3.3231 | 45.0873
4215 | 11.38 | 4.1951 | 2.5384 | 43.2263
4216 | 13.74 | 3.0895 | 1.5611 | 37.6504
4217 | 14.86 | 1.7123 | 0.68551 | 20.9712
4218 | 13.88 | 0.45541 | 0.073895 | 3.275
4219 | 13.85 | 0.035198 | 0 | 0
4220 | 12.09 | 0 | 0 | 0
4221 | 11.98 | 0 | 0 | 0
4222 | 11.79 | 0 | 0 | 0
4223 | 11.78 | 0 | 0 | 0
4224 | 12.27 | 0 | 0 | 0
4225 | 10.97 | 0 | 0 | 0
4226 | 9.1 | 0 | 0 | 0
4227 | 11.42 | 0 | 0 | 0
4228 | 10.78 | 0 | 0 | 0
4229 | 8.96 | 0 | 0 | 0
4230 | 7.17 | 0.0175 | 0 | 0.20897
4231 | 5.88 | 0.37341 | 0.028971 | 8.0676
4232 | 3.67 | 1.7867 | 0.34431 | 26.4272
4233 | 6.38 | 3.4684 | 1.3415 | 38.4595
4234 | 4.35 | 4.8485 | 2.726 | 44.3712
4235 | 7.22 | 5.566 | 3.3718 | 47.9379
4236 | 9.74 | 5.5605 | 3.6749 | 48.0089
4237 | 9.89 | 5.4567 | 3.631 | 47.7301
4238 | 9.15 | 5.1674 | 3.3231 | 45.0873
4239 | 11.38 | 4.1951 | 2.5384 | 43.2263
4240 | 13.74 | 3.0895 | 1.5611 | 37.6504
4241 | 14.86 | 1.7123 | 0.68551 | 20.9712
4242 | 13.88 | 0.45541 | 0.073895 | 3.275
4243 | 13.85 | 0.035198 | 0 | 0
4244 | 12.09 | 0 | 0 | 0
4245 | 11.98 | 0 | 0 | 0
4246 | 11.79 | 0 | 0 | 0
4247 | 11.78 | 0 | 0 | 0
4248 | 12.27 | 0 | 0 | 0
4249 | 10.97 | 0 | 0 | 0
4250 | 9.1 | 0 | 0 | 0
4251 | 11.42 | 0 | 0 | 0
4252 | 10.78 | 0 | 0 | 0
4253 | 8.96 | 0 | 0 | 0
4254 | 7.17 | 0.0175 | 0 | 0.20897
4255 | 5.88 | 0.37341 | 0.028971 | 8.0676
4256 | 3.67 | 1.7867 | 0.34431 | 26.4272
4257 | 6.38 | 3.4684 | 1.3415 | 38.4595
4258 | 4.35 | 4.8485 | 2.726 | 44.3712
4259 | 7.22 | 5.566 | 3.3718 | 47.9379
4260 | 9.74 | 5.5605 | 3.6749 | 48.0089
4261 | 9.89 | 5.4567 | 3.631 | 47.7301
4262 | 9.15 | 5.1674 | 3.3231 | 45.0873
4263 | 11.38 | 4.1951 | 2.5384 | 43.2263
4264 | 13.74 | 3.0895 | 1.5611 | 37.6504
4265 | 14.86 | 1.7123 | 0.68551 | 20.9712
4266 | 13.88 | 0.45541 | 0.073895 | 3.275
4267 | 13.85 | 0.035198 | 0 | 0
4268 | 12.09 | 0 | 0 | 0
4269 | 11.98 | 0 | 0 | 0
4270 | 11.79 | 0 | 0 | 0
4271 | 11.78 | 0 | 0 | 0
4272 | 12.27 | 0 | 0 | 0
4273 | 10.97 | 0 | 0 | 0
4274 | 9.1 | 0 | 0 | 0
4275 | 11.42 | 0 | 0 | 0
4276 | 10.78 | 0 | 0 | 0
4277 | 8.96 | 0 | 0 | 0
4278 | 7.17 | 0.0175 | 0 | 0.20897
4279 | 5.88 | 0.37341 | 0.028971 | 8.0676
4280 | 3.67 | 1.7867 | 0.34431 | 26.4272
4281 | 6.38 | 3.4684 | 1.3415 | 38.4595
4282 | 4.35 | 4.8485 | 2.726 | 44.3712
4283 | 7.22 | 5.566 | 3.3718 | 47.9379
4284 | 9.74 | 5.5605 | 3.6749 | 48.0089
4285 | 9.89 | 5.4567 | 3.631 | 47.7301
4286 | 9.15 | 5.1674 | 3.3231 | 45.0873
4287 | 11.38 | 4.1951 | 2.5384 | 43.2263
4288 | 13.74 | 3.0895 | 1.5611 | 37.6504
4289 | 14.86 | 1.7123 | 0.68551 | 20.9712
4290 | 13.88 | 0.45541 | 0.073895 | 3.275
4291 | 13.85 | 0.035198 | 0 | 0
4292 | 12.09 | 0 | 0 | 0
4293 | 11.98 | 0 | 0 | 0
4294 | 11.79 | 0 | 0 | 0
4295 | 11.78 | 0 | 0 | 0
4296 | 12.27 | 0 | 0 | 0
4297 | 10.97 | 0 | 0 | 0
4298 | 9.1 | 0 | 0 | 0
4299 | 11.42 | 0 | 0 | 0
4300 | 10.78 | 0 | 0 | 0
4301 | 8.96 | 0 | 0 | 0
4302 | 7.17 | 0.0175 | 0 | 0.20897
4303 | 5.88 | 0.37341 | 0.028971 | 8.0676
4304 | 3.67 | 1.7867 | 0.34431 | 26.4272
4305 | 6.38 | 3.4684 | 1.3415 | 38.4595
4306 | 4.35 | 4.8485 | 2.726 | 44.3712
4307 | 7.22 | 5.566 | 3.3718 | 47.9379
4308 | 9.74 | 5.5605 | 3.6749 | 48.0089
4309 | 9.89 | 5.4567 | 3.631 | 47.7301
4310 | 9.15 | 5.1674 | 3.3231 | 45.0873
4311 | 11.38 | 4.1951 | 2.5384 | 43.2263
4312 | 13.74 | 3.0895 | 1.5611 | 37.6504
4313 | 14.86 | 1.7123 | 0.68551 | 20.9712
4314 | 13.88 | 0.45541 | 0.073895 | 3.275
4315 | 13.85 | 0.035198 | 0 | 0
4316 | 12.09 | 0 | 0 | 0
4317 | 11.98 | 0 | 0 | 0
4318 | 11.79 | 0 | 0 | 0
4319 | 11.78 | 0 | 0 | 0
4320 | 12.27 | 0 | 0 | 0
4321 | 10.97 | 0 | 0 | 0
4322 | 9.1 | 0 | 0 | 0
4323 | 11.42 | 0 | 0 | 0
4324 | 10.78 | 0 | 0 | 0
4325 | 8.96 | 0 | 0 | 0
4326 | 7.17 | 0.0175 | 0 | 0.20897
4327 | 5.88 | 0.37341 | 0.028971 | 8.0676
4328 | 3.67 | 1.7867 | 0.34431 | 26.4272
4329 | 6.38 | 3.4684 | 1.3415 | 38.4595
4330 | 4.35 | 4.8485 | 2.726 | 44.3712
4331 | 7.22 | 5.566 | 3.3718 | 47.9379
4332 | 9.74 | 5.5605 | 3.6749 | 48.0089
4333 | 9.89 | 5.4567 | 3.631 | 47.7301
4334 | 9.15 | 5.1674 | 3.3231 | 45.0873
4335 | 11.38 | 4.1951 | 2.5384 | 43.2263
4336 | 13.74 | 3.0895 | 1.5611 | 37.6504
4337 | 14.86 | 1.7123 | 0.68551 | 20.9712
4338 | 13.88 | 0.45541 | 0.073895 | 3.275
4339 | 13.85 | 0.035198 | 0 | 0
4340 | 12.09 | 0 | 0 | 0
4341 | 11.98 | 0 | 0 | 0
4342 | 11.79 | 0 | 0 | 0
4343 | 11.78 | 0 | 0 | 0
4344 | 12.27 | 0 | 0 | 0
4345 | 10.97 | 0 | 0 | 0
4346 | 9.1 | 0 | 0 | 0
4347 | 11.42 | 0 | 0 | 0
4348 | 10.78 | 0 | 0 | 0
4349 | 8.96 | 0 | 0 | 0
4350 | 7.17 | 0.0175 | 0 | 0.20897
4351 | 5.88 | 0.37341 | 0.028971 | 8.0676
4352 | 3.67 | 1.7867 | 0.34431 | 26.4272
4353 | 6.38 | 3.4684 | 1.3415 | 38.4595
4354 | 4.35 | 4.8485 | 2.726 | 44.3712
4355 | 7.22 | 5.566 | 3.3718 | 47.9379
4356 | 9.74 | 5.5605 | 3.6749 | 48.0089
4357 | 9.89 | 5.4567 | 3.631 | 47.7301
4358 | 9.15 | 5.1674 | 3.3231 | 45.0873
4359 | 11.38 | 4.1951 | 2.5384 | 43.2263
4360 | 13.74 | 3.0895 | 1.5611 | 37.6504
4361 | 14.86 | 1.7123 | 0.68551 | 20.9712
4362 | 13.88 | 0.45541 | 0.073895 | 3.275
4363 | 13.85 | 0.035198 | 0 | 0
4364 | 12.09 | 0 | 0 | 0
4365 | 11.98 | 0 | 0 | 0
4366 | 11.79 | 0 | 0 | 0
4367 | 11.78 | 0 | 0 | 0
4368 | 12.27 | 0 | 0 | 0
4369 | 10.97 | 0 | 0 | 0
4370 | 9.1 | 0 | 0 | 0
4371 | 11.42 | 0 | 0 | 0
4372 | 10.78 | 0 | 0 | 0
4373 | 8.96 | 0 | 0 | 0
4374 | 7.17 | 0.0175 | 0 | 0.20897
4375 | 5.88 | 0.37341 | 0.028971 | 8.0676
4376 | 3.67 | 1.7867 | 0.34431 | 26.4272
4377 | 6.38 | 3.4684 | 1.3415 | 38.4595
4378 | 4.35 | 4.8485 | 2.726 | 44.3712
4379 | 7.22 | 5.566 | 3.3718 | 47.9379
4380 | 9.74 | 5.5605 | 3.6749 | 48.0089
4381 | 9.89 | 5.4567 | 3.631 | 47.7301
4382 | 9.15 | 5.1674 | 3.3231 | 45.0873
4383 | 11.38 | 4.1951 | 2.5384 | 43.2263
4384 | 13.74 | 3.0895 | 1.5611 | 37.6504
4385 | 14.86 | 1.7123 | 0.68551 | 20.9712
4386 | 13.88 | 0.45541 | 0.073895 | 3.275
4387 | 13.85 | 0.035198 | 0 | 0
4388 | 12.09 | 0 | 0 | 0
4389 | 11.98 | 0 | 0 | 0
4390 | 11.79 | 0 | 0 | 0
4391 | 11.78 | 0 | 0 | 0
4392 | 12.27 | 0 | 0 | 0
4393 | 10.97 | 0 | 0 | 0
4394 | 9.1 | 0 | 0 | 0
4395 | 11.42 | 0 | 0 | 0
4396 | 10.78 | 0 | 0 | 0
4397 | 8.96 | 0 | 0 | 0
4398 | 7.17 | 0.0175 | 0 | 0.20897
4399 | 5.88 | 0.37341 | 0.028971 | 8.0676
4400 | 3.67 | 1.7867 | 0.34431 | 26.4272
4401 | 6.38 | 3.4684 | 1.3415 | 38.4595
4402 | 4.35 | 4.8485 | 2.726 | 44.3712
4403 | 7.22 | 5.566 | 3.3718 | 47.9379
4404 | 9.74 | 5.5605 | 3.6749 | 48.0089
4405 | 9.89 | 5.4567 | 3.631 | 47.7301
4406 | 9.15 | 5.1674 | 3.3231 | 45.0873
4407 | 11.38 | 4.1951 | 2.5384 | 43.2263
4408 | 13.74 | 3.0895 | 1.5611 | 37.6504
4409 | 14.86 | 1.7123 | 0.68551 | 20.9712
4410 | 13.88 | 0.45541 | 0.073895 | 3.275
4411 | 13.85 | 0.035198 | 0 | 0
4412 | 12.09 | 0 | 0 | 0
4413 | 11.98 | 0 | 0 | 0
4414 | 11.79 | 0 | 0 | 0
4415 | 11.78 | 0 | 0 | 0
4416 | 12.27 | 0 | 0 | 0
4417 | 10.97 | 0 | 0 | 0
4418 | 9.1 | 0 | 0 | 0
4419 | 11.42 | 0 | 0 | 0
4420 | 10.78 | 0 | 0 | 0
4421 | 8.96 | 0 | 0 | 0
4422 | 7.17 | 0.0175 | 0 | 0.20897
4423 | 5.88 | 0.37341 | 0.028971 | 8.0676
4424 | 3.67 | 1.7867 | 0.34431 | 26.4272
4425 | 6.38 | 3.4684 | 1.3415 | 38.4595
4426 | 4.35 | 4.8485 | 2.726 | 44.3712
4427 | 7.22 | 5.566 | 3.3718 | 47.9379
4428 | 9.74 | 5.5605 | 3.6749 | 48.0089
4429 | 9.89 | 5.4567 | 3.631 | 47.7301
4430 | 9.15 | 5.1674 | 3.3231 | 45.0873
4431 | 11.38 | 4.1951 | 2.5384 | 43.2263
4432 | 13.74 | 3.0895 | 1.5611 | 37.6504
4433 | 14.86 | 1.7123 | 0.68551 | 20.9712
4434 | 13.88 | 0.45541 | 0.073895 | 3.275
4435 | 13.85 | 0.035198 | 0 | 0
4436 | 12.09 | 0 | 0 | 0
4437 | 11.98 | 0 | 0 | 0
4438 | 11.79 | 0 | 0 | 0
4439 | 11.78 | 0 | 0 | 0
4440 | 12.27 | 0 | 0 | 0
4441 | 10.97 | 0 | 0 | 0
4442 | 9.1 | 0 | 0 | 0
4443 | 11.42 | 0 | 0 | 0
4444 | 10.78 | 0 | 0 | 0
4445 | 8.96 | 0 | 0 | 0
4446 | 7.17 | 0.0175 | 0 | 0.20897
4447 | 5.88 | 0.37341 | 0.028971 | 8.0676
4448 | 3.67 | 1.7867 | 0.34431 | 26.4272
4449 | 6.38 | 3.4684 | 1.3415 | 38.4595
4450 | 4.35 | 4.8485 | 2.726 | 44.3712
4451 | 7.22 | 5.566 | 3.3718 | 47.9379
4452 | 9.74 | 5.5605 | 3.6749 | 48.0089
4453 | 9.89 | 5.4567 | 3.631 | 47.7301
4454 | 9.15 | 5.1674 | 3.3231 | 45.0873
4455 | 11.38 | 4.1951 | 2.5384 | 43.2263
4456 | 13.74 | 3.0895 | 1.5611 | 37.6504
4457 | 14.86 | 1.7123 | 0.68551 | 20.9712
4458 | 13.88 | 0.45541 | 0.073895 | 3.275
4459 | 13.85 | 0.035198 | 0 | 0
4460 | 12.09 | 0 | 0 | 0
4461 | 11.98 | 0 | 0 | 0
4462 | 11.79 | 0 | 0 | 0
4463 | 11.78 | 0 | 0 | 0
4464 | 12.27 | 0 | 0 | 0
4465 | 10.97 | 0 | 0 | 0
4466 | 9.1 | 0 | 0 | 0
4467 | 11.42 | 0 | 0 | 0
4468 | 10.78 | 0 | 0 | 0
4469 | 8.96 | 0 | 0 | 0
4470 | 7.17 | 0.0175 | 0 | 0.20897
4471 | 5.88 | 0.37341 | 0.028971 | 8.0676
4472 | 3.67 | 1.7867 | 0.34431 | 26.4272
4473 | 6.38 | 3.4684 | 1.3415 | 38.4595
4474 | 4.35 | 4.8485 | 2.726 | 44.3712
4475 | 7.22 | 5.566 | 3.3718 | 47.9379
4476 | 9.74 | 5.5605 | 3.6749 | 48.0089
4477 | 9.89 | 5.4567 | 3.631 | 47.7301
4478 | 9.15 | 5.1674 | 3.3231 | 45.0873
4479 | 11.38 | 4.1951 | 2.5384 | 43.2263
4480 | 13.74 | 3.0895 | 1.5611 | 37.6504
4481 | 14.86 | 1.7123 | 0.68551 | 20.9712
4482 | 13.88 | 0.45541 | 0.073895 | 3.275
4483 | 13.85 | 0.035198 | 0 | 0
4484 | 12.09 | 0 | 0 | 0
4485 | 11.98 | 0 | 0 | 0
4486 | 11.79 | 0 | 0 | 0
4487 | 11.78 | 0 | 0 | 0
4488 | 12.27 | 0 | 0 | 0
4489 | 10.97 | 0 | 0 | 0
4490 | 9.1 | 0 | 0 | 0
4491 | 11.42 | 0 | 0 | 0
4492 | 10.78 | 0 | 0 | 0
4493 | 8.96 | 0 | 0 | 0
4494 | 7.17 | 0.0175 | 0 | 0.20897
4495 | 5.88 | 0.37341 | 0.028971 | 8.0676
4496 | 3.67 | 1.7867 | 0.34431 | 26.4272
4497 | 6.38 | 3.4684 | 1.3415 | 38.4595
4498 | 4.35 | 4.8485 | 2.726 | 44.3712
4499 | 7.22 | 5.566 | 3.3718 | 47.9379
4500 | 9.74 | 5.5605 | 3.6749 | 48.0089
4501 | 9.89 | 5.4567 | 3.631 | 47.7301
4502 | 9.15 | 5.1674 | 3.3231 | 45.0873
4503 | 11.38 | 4.1951 | 2.5384 | 43.2263
4504 | 13.74 | 3.0895 | 1.5611 | 37.6504
4505 | 14.86 | 1.7123 | 0.68551 | 20.9712
4506 | 13.88 | 0.45541 | 0.073895 | 3.275
4507 | 13.85 | 0.035198 | 0 | 0
4508 | 12.09 | 0 | 0 | 0
4509 | 11.98 | 0 | 0 | 0
4510 | 11.79 | 0 | 0 | 0
4511 | 11.78 | 0 | 0 | 0
4512 | 12.27 | 0 | 0 | 0
4513 | 10.97 | 0 | 0 | 0
4514 | 9.1 | 0 | 0 | 0
4515 | 11.42 | 0 | 0 | 0
4516 | 10.78 | 0 | 0 | 0
4517 | 8.96 | 0 | 0 | 0
4518 | 7.17 | 0.0175 | 0 | 0.20897
4519 | 5.88 | 0.37341 | 0.028971 | 8.0676
4520 | 3.67 | 1.7867 | 0.34431 | 26.4272
4521 | 6.38 | 3.4684 | 1.3415 | 38.4595
4522 | 4.35 | 4.8485 | 2.726 | 44.3712
4523 | 7.22 | 5.566 | 3.3718 | 47.9379
4524 | 9.74 | 5.5605 | 3.6749 | 48.0089
4525 | 9.89 | 5.4567 | 3.631 | 47.7301
4526 | 9.15 | 5.1674 | 3.3231 | 45.0873
4527 | 11.38 | 4.1951 | 2.5384 | 43.2263
4528 | 13.74 | 3.0895 | 1.5611 | 37.6504
4529 | 14.86 | 1.7123 | 0.68551 | 20.9712
4530 | 13.88 | 0.45541 | 0.073895 | 3.275
4531 | 13.85 | 0.035198 | 0 | 0
4532 | 12.09 | 0 | 0 | 0
4533 | 11.98 | 0 | 0 | 0
4534 | 11.79 | 0 | 0 | 0
4535 | 11.78 | 0 | 0 | 0
4536 | 12.27 | 0 | 0 | 0
4537 | 10.97 | 0 | 0 | 0
4538 | 9.1 | 0 | 0 | 0
4539 | 11.42 | 0 | 0 | 0
4540 | 10.78 | 0 | 0 | 0
4541 | 8.96 | 0 | 0 | 0
4542 | 7.17 | 0.0175 | 0 | 0.20897
4543 | 5.88 | 0.37341 | 0.028971 | 8.0676
4544 | 3.67 | 1.7867 | 0.34431 | 26.4272
4545 | 6.38 | 3.4684 | 1.3415 | 38.4595
4546 | 4.35 | 4.8485 | 2.726 | 44.3712
4547 | 7.22 | 5.566 | 3.3718 | 47.9379
4548 | 9.74 | 5.5605 | 3.6749 | 48.0089
4549 | 9.89 | 5.4567 | 3.631 | 47.7301
4550 | 9.15 | 5.1674 | 3.3231 | 45.0873
4551 | 11.38 | 4.1951 | 2.5384 | 43.2263
4552 | 13.74 | 3.0895 | 1.5611 | 37.6504
4553 | 14.86 | 1.7123 | 0.68551 | 20.9712
4554 | 13.88 | 0.45541 | 0.073895 | 3.275
4555 | 13.85 | 0.035198 | 0 | 0
4556 | 12.09 | 0 | 0 | 0
4557 | 11.98 | 0 | 0 | 0
4558 | 11.79 | 0 | 0 | 0
4559 | 11.78 | 0 | 0 | 0
4560 | 12.27 | 0 | 0 | 0
4561 | 10.97 | 0 | 0 | 0
4562 | 9.1 | 0 | 0 | 0
4563 | 11.42 | 0 | 0 | 0
4564 | 10.78 | 0 | 0 | 0
4565 | 8.96 | 0 | 0 | 0
4566 | 7.17 | 0.0175 | 0 | 0.20897
4567 | 5.88 | 0.37341 | 0.028971 | 8.0676
4568 | 3.67 | 1.7867 | 0.34431 | 26.4272
4569 | 6.38 | 3.4684 | 1.3415 | 38.4595
4570 | 4.35 | 4.8485 | 2.726 | 44.3712
4571 | 7.22 | 5.566 | 3.3718 | 47.9379
4572 | 9.74 | 5.5605 | 3.6749 | 48.0089
4573 | 9.89 | 5.4567 | 3.631 | 47.7301
4574 | 9.15 | 5.1674 | 3.3231 | 45.0873
4575 | 11.38 | 4.1951 | 2.5384 | 43.2263
4576 | 13.74 | 3.0895 | 1.5611 | 37.6504
4577 | 14.86 | 1.7123 | 0.68551 | 20.9712
4578 | 13.88 | 0.45541 | 0.073895 | 3.275
4579 | 13.85 | 0.035198 | 0 | 0
4580 | 12.09 | 0 | 0 | 0
4581 | 11.98 | 0 | 0 | 0
4582 | 11.79 | 0 | 0 | 0
4583 | 11.78 | 0 | 0 | 0
4584 | 12.27 | 0 | 0 | 0
4585 | 10.97 | 0 | 0 | 0
4586 | 9.1 | 0 | 0 | 0
4587 | 11.42 | 0 | 0 | 0
4588 | 10.78 | 0 | 0 | 0
4589 | 8.96 | 0 | 0 | 0
4590 | 7.17 | 0.0175 | 0 | 0.20897
4591 | 5.88 | 0.37341 | 0.028971 | 8.0676
4592 | 3.67 | 1.7867 | 0.34431 | 26.4272
4593 | 6.38 | 3.4684 | 1.3415 | 38.4595
4594 | 4.35 | 4.8485 | 2.726 | 44.3712
4595 | 7.22 | 5.566 | 3.3718 | 47.9379
4596 | 9.74 | 5.5605 | 3.6749 | 48.0089
4597 | 9.89 | 5.4567 | 3.631 | 47.7301
4598 | 9.15 | 5.1674 | 3.3231 | 45.0873
4599 | 11.38 | 4.1951 | 2.5384 | 43.2263
4600 | 13.74 | 3.0895 | 1.5611 | 37.6504
4601 | 14.86 | 1.7123 | 0.68551 | 20.9712
4602 | 13.88 | 0.45541 | 0.073895 | 3.275
4603 | 13.85 | 0.035198 | 0 | 0
4604 | 12.09 | 0 | 0 | 0
4605 | 11.98 | 0 | 0 | 0
4606 | 11.79 | 0 | 0 | 0
4607 | 11.78 | 0 | 0 | 0
4608 | 12.27 | 0 | 0 | 0
4609 | 10.97 | 0 | 0 | 0
4610 | 9.1 | 0 | 0 | 0
4611 | 11.42 | 0 | 0 | 0
4612 | 10.78 | 0 | 0 | 0
4613 | 8.96 | 0 | 0 | 0
4614 | 7.17 | 0.0175 | 0 | 0.20897
4615 | 5.88 | 0.37341 | 0.028971 | 8.0676
4616 | 3.67 | 1.7867 | 0.34431 | 26.4272
4617 | 6.38 | 3.4684 | 1.3415 | 38.4595
4618 | 4.35 | 4.8485 | 2.726 | 44.3712
4619 | 7.22 | 5.566 | 3.3718 | 47.9379
4620 | 9.74 | 5.5605 | 3.6749 | 48.0089
4621 | 9.89 | 5.4567 | 3.631 | 47.7301
4622 | 9.15 | 5.1674 | 3.3231 | 45.0873
4623 | 11.38 | 4.1951 | 2.5384 | 43.2263
4624 | 13.74 | 3.0895 | 1.5611 | 37.6504
4625 | 14.86 | 1.7123 | 0.68551 | 20.9712
4626 | 13.88 | 0.45541 | 0.073895 | 3.275
4627 | 13.85 | 0.035198 | 0 | 0
4628 | 12.09 | 0 | 0 | 0
4629 | 11.98 | 0 | 0 | 0
4630 | 11.79 | 0 | 0 | 0
4631 | 11.78 | 0 | 0 | 0
4632 | 12.27 | 0 | 0 | 0
4633 | 10.97 | 0 | 0 | 0
4634 | 9.1 | 0 | 0 | 0
4635 | 11.42 | 0 | 0 | 0
4636 | 10.78 | 0 | 0 | 0
4637 | 8.96 | 0 | 0 | 0
4638 | 7.17 | 0.0175 | 0 | 0.20897
4639 | 5.88 | 0.37341 | 0.028971 | 8.0676
4640 | 3.67 | 1.7867 | 0.34431 | 26.4272
4641 | 6.38 | 3.4684 | 1.3415 | 38.4595
4642 | 4.35 | 4.8485 | 2.726 | 44.3712
4643 | 7.22 | 5.566 | 3.3718 | 47.9379
4644 | 9.74 | 5.5605 | 3.6749 | 48.0089
4645 | 9.89 | 5.4567 | 3.631 | 47.7301
4646 | 9.15 | 5.1674 | 3.3231 | 45.0873
4647 | 11.38 | 4.1951 | 2.5384 | 43.2263
4648 | 13.74 | 3.0895 | 1.5611 | 37.6504
4649 | 14.86 | 1.7123 | 0.68551 | 20.9712
4650 | 13.88 | 0.45541 | 0.073895 | 3.275
4651 | 13.85 | 0.035198 | 0 | 0
4652 | 12.09 | 0 | 0 | 0
4653 | 11.98 | 0 | 0 | 0
4654 | 11.79 | 0 | 0 | 0
4655 | 11.78 | 0 | 0 | 0
4656 | 12.27 | 0 | 0 | 0
4657 | 10.97 | 0 | 0 | 0
4658 | 9.1 | 0 | 0 | 0
4659 | 11.42 | 0 | 0 | 0
4660 | 10.78 | 0 | 0 | 0
4661 | 8.96 | 0 | 0 | 0
4662 | 7.17 | 0.0175 | 0 | 0.20897
4663 | 5.88 | 0.37341 | 0.028971 | 8.0676
4664 | 3.67 | 1.7867 | 0.34431 | 26.4272
4665 | 6.38 | 3.4684 | 1.3415 | 38.4595
4666 | 4.35 | 4.8485 | 2.726 | 44.3712
4667 | 7.22 | 5.566 | 3.3718 | 47.9379
4668 | 9.74 | 5.5605 | 3.6749 | 48.0089
4669 | 9.89 | 5.4567 | 3.631 | 47.7301
4670 | 9.15 | 5.1674 | 3.3231 | 45.0873
4671 | 11.38 | 4.1951 | 2.5384 | 43.2263
4672 | 13.74 | 3.0895 | 1.5611 | 37.6504
4673 | 14.86 | 1.7123 | 0.68551 | 20.9712
4674 | 13.88 | 0.45541 | 0.073895 | 3.275
4675 | 13.85 | 0.035198 | 0 | 0
4676 | 12.09 | 0 | 0 | 0
4677 | 11.98 | 0 | 0 | 0
4678 | 11.79 | 0 | 0 | 0
4679 | 11.78 | 0 | 0 | 0
4680 | 12.27 | 0 | 0 | 0
4681 | 10.97 | 0 | 0 | 0
4682 | 9.1 | 0 | 0 | 0
4683 | 11.42 | 0 | 0 | 0
4684 | 10.78 | 0 | 0 | 0
4685 | 8.96 | 0 | 0 | 0
4686 | 7.17 | 0.0175 | 0 | 0.20897
4687 | 5.88 | 0.37341 | 0.028971 | 8.0676
4688 | 3.67 | 1.7867 | 0.34431 | 26.4272
4689 | 6.38 | 3.4684 | 1.3415 | 38.4595
4690 | 4.35 | 4.8485 | 2.726 | 44.3712
4691 | 7.22 | 5.566 | 3.3718 | 47.9379
4692 | 9.74 | 5.5605 | 3.6749 | 48.0089
4693 | 9.89 | 5.4567 | 3.631 | 47.7301
4694 | 9.15 | 5.1674 | 3.3231 | 45.0873
4695 | 11.38 | 4.1951 | 2.5384 | 43.2263
4696 | 13.74 | 3.0895 | 1.5611 | 37.6504
4697 | 14.86 | 1.7123 | 0.68551 | 20.9712
4698 | 13.88 | 0.45541 | 0.073895 | 3.275
4699 | 13.85 | 0.035198 | 0 | 0
4700 | 12.09 | 0 | 0 | 0
4701 | 11.98 | 0 | 0 | 0
4702 | 11.79 | 0 | 0 | 0
4703 | 11.78 | 0 | 0 | 0
4704 | 12.27 | 0 | 0 | 0
4705 | 10.97 | 0 | 0 | 0
4706 | 9.1 | 0 | 0 | 0
4707 | 11.42 | 0 | 0 | 0
4708 | 10.78 | 0 | 0 | 0
4709 | 8.96 | 0 | 0 | 0
4710 | 7.17 | 0.0175 | 0 | 0.20897
4711 | 5.88 | 0.37341 | 0.028971 | 8.0676
4712 | 3.67 | 1.7867 | 0.34431 | 26.4272
4713 | 6.38 | 3.4684 | 1.3415 | 38.4595
4714 | 4.35 | 4.8485 | 2.726 | 44.3712
4715 | 7.22 | 5.566 | 3.3718 | 47.9379
4716 | 9.74 | 5.5605 | 3.6749 | 48.0089
4717 | 9.89 | 5.4567 | 3.631 | 47.7301
4718 | 9.15 | 5.1674 | 3.3231 | 45.0873
4719 | 11.38 | 4.1951 | 2.5384 | 43.2263
4720 | 13.74 | 3.0895 | 1.5611 | 37.6504
4721 | 14.86 | 1.7123 | 0.68551 | 20.9712
4722 | 13.88 | 0.45541 | 0.073895 | 3.275
4723 | 13.85 | 0.035198 | 0 | 0
4724 | 12.09 | 0 | 0 | 0
4725 | 11.98 | 0 | 0 | 0
4726 | 11.79 | 0 | 0 | 0
4727 | 11.78 | 0 | 0 | 0
4728 | 12.27 | 0 | 0 | 0
4729 | 10.97 | 0 | 0 | 0
4730 | 9.1 | 0 | 0 | 0
4731 | 11.42 | 0 | 0 | 0
4732 | 10.78 | 0 | 0 | 0
4733 | 8.96 | 0 | 0 | 0
4734 | 7.17 | 0.0175 | 0 | 0.20897
4735 | 5.88 | 0.37341 | 0.028971 | 8.0676
4736 | 3.67 | 1.7867 | 0.34431 | 26.4272
4737 | 6.38 | 3.4684 | 1.3415 | 38.4595
4738 | 4.35 | 4.8485 | 2.726 | 44.3712
4739 | 7.22 | 5.566 | 3.3718 | 47.9379
4740 | 9.74 | 5.5605 | 3.6749 | 48.0089
4741 | 9.89 | 5.4567 | 3.631 | 47.7301
4742 | 9.15 | 5.1674 | 3.3231 | 45.0873
4743 | 11.38 | 4.1951 | 2.5384 | 43.2263
4744 | 13.74 | 3.0895 | 1.5611 | 37.6504
4745 | 14.86 | 1.7123 | 0.68551 | 20.9712
4746 | 13.88 | 0.45541 | 0.073895 | 3.275
4747 | 13.85 | 0.035198 | 0 | 0
4748 | 12.09 | 0 | 0 | 0
4749 | 11.98 | 0 | 0 | 0
4750 | 11.79 | 0 | 0 | 0
4751 | 11.78 | 0 | 0 | 0
4752 | 12.27 | 0 | 0 | 0
4753 | 10.97 | 0 | 0 | 0
4754 | 9.1 | 0 | 0 | 0
4755 | 11.42 | 0 | 0 | 0
4756 | 10.78 | 0 | 0 | 0
4757 | 8.96 | 0 | 0 | 0
4758 | 7.17 | 0.0175 | 0 | 0.20897
4759 | 5.88 | 0.37341 | 0.028971 | 8.0676
4760 | 3.67 | 1.7867 | 0.34431 | 26.4272
4761 | 6.38 | 3.4684 | 1.3415 | 38.4595
4762 | 4.35 | 4.8485 | 2.726 | 44.3712
4763 | 7.22 | 5.566 | 3.3718 | 47.9379
4764 | 9.74 | 5.5605 | 3.6749 | 48.0089
4765 | 9.89 | 5.4567 | 3.631 | 47.7301
4766 | 9.15 | 5.1674 | 3.3231 | 45.0873
4767 | 11.38 | 4.1951 | 2.5384 | 43.2263
4768 | 13.74 | 3.0895 | 1.5611 | 37.6504
4769 | 14.86 | 1.7123 | 0.68551 | 20.9712
4770 | 13.88 | 0.45541 | 0.073895 | 3.275
4771 | 13.85 | 0.035198 | 0 | 0
4772 | 12.09 | 0 | 0 | 0
4773 | 11.98 | 0 | 0 | 0
4774 | 11.79 | 0 | 0 | 0
4775 | 11.78 | 0 | 0 | 0
4776 | 12.27 | 0 | 0 | 0
4777 | 10.97 | 0 | 0 | 0
4778 | 9.1 | 0 | 0 | 0
4779 | 11.42 | 0 | 0 | 0
4780 | 10.78 | 0 | 0 | 0
4781 | 8.96 | 0 | 0 | 0
4782 | 7.17 | 0.0175 | 0 | 0.20897
4783 | 5.88 | 0.37341 | 0.028971 | 8.0676
4784 | 3.67 | 1.7867 | 0.34431 | 26.4272
4785 | 6.38 | 3.4684 | 1.3415 | 38.4595
4786 | 4.35 | 4.8485 | 2.726 | 44.3712
4787 | 7.22 | 5.566 | 3.3718 | 47.9379
4788 | 9.74 | 5.5605 | 3.6749 | 48.0089
4789 | 9.89 | 5.4567 | 3.631 | 47.7301
4790 | 9.15 | 5.1674 | 3.3231 | 45.0873
4791 | 11.38 | 4.1951 | 2.5384 | 43.2263
4792 | 13.74 | 3.0895 | 1.5611 | 37.6504
4793 | 14.86 | 1.7123 | 0.68551 | 20.9712
4794 | 13.88 | 0.45541 | 0.073895 | 3.275
4795 | 13.85 | 0.035198 | 0 | 0
4796 | 12.09 | 0 | 0 | 0
4797 | 11.98 | 0 | 0 | 0
4798 | 11.79 | 0 | 0 | 0
4799 | 11.78 | 0 | 0 | 0
4800 | 12.27 | 0 | 0 | 0
4801 | 10.97 | 0 | 0 | 0
4802 | 9.1 | 0 | 0 | 0
4803 | 11.42 | 0 | 0 | 0
4804 | 10.78 | 0 | 0 | 0
4805 | 8.96 | 0 | 0 | 0
4806 | 7.17 | 0.0175 | 0 | 0.20897
4807 | 5.88 | 0.37341 | 0.028971 | 8.0676
4808 | 3.67 | 1.7867 | 0.34431 | 26.4272
4809 | 6.38 | 3.4684 | 1.3415 | 38.4595
4810 | 4.35 | 4.8485 | 2.726 | 44.3712
4811 | 7.22 | 5.566 | 3.3718 | 47.9379
4812 | 9.74 | 5.5605 | 3.6749 | 48.0089
4813 | 9.89 | 5.4567 | 3.631 | 47.7301
4814 | 9.15 | 5.1674 | 3.3231 | 45.0873
4815 | 11.38 | 4.1951 | 2.5384 | 43.2263
4816 | 13.74 | 3.0895 | 1.5611 | 37.6504
4817 | 14.86 | 1.7123 | 0.68551 | 20.9712
4818 | 13.88 | 0.45541 | 0.073895 | 3.275
4819 | 13.85 | 0.035198 | 0 | 0
4820 | 12.09 | 0 | 0 | 0
4821 | 11.98 | 0 | 0 | 0
4822 | 11.79 | 0 | 0 | 0
4823 | 11.78 | 0 | 0 | 0
4824 | 12.27 | 0 | 0 | 0
4825 | 10.97 | 0 | 0 | 0
4826 | 9.1 | 0 | 0 | 0
4827 | 11.42 | 0 | 0 | 0
4828 | 10.78 | 0 | 0 | 0
4829 | 8.96 | 0 | 0 | 0
4830 | 7.17 | 0.0175 | 0 | 0.20897
4831 | 5.88 | 0.37341 | 0.028971 | 8.0676
4832 | 3.67 | 1.7867 | 0.34431 | 26.4272
4833 | 6.38 | 3.4684 | 1.3415 | 38.4595
4834 | 4.35 | 4.8485 | 2.726 | 44.3712
4835 | 7.22 | 5.566 | 3.3718 | 47.9379
4836 | 9.74 | 5.5605 | 3.6749 | 48.0089
4837 | 9.89 | 5.4567 | 3.631 | 47.7301
4838 | 9.15 | 5.1674 | 3.3231 | 45.0873
4839 | 11.38 | 4.1951 | 2.5384 | 43.2263
4840 | 13.74 | 3.0895 | 1.5611 | 37.6504
4841 | 14.86 | 1.7123 | 0.68551 | 20.9712
4842 | 13.88 | 0.45541 | 0.073895 | 3.275
4843 | 13.85 | 0.035198 | 0 | 0
4844 | 12.09 | 0 | 0 | 0
4845 | 11.98 | 0 | 0 | 0
4846 | 11.79 | 0 | 0 | 0
4847 | 11.78 | 0 | 0 | 0
4848 | 12.27 | 0 | 0 | 0
4849 | 10.97 | 0 | 0 | 0
4850 | 9.1 | 0 | 0 | 0
4851 | 11.42 | 0 | 0 | 0
4852 | 10.78 | 0 | 0 | 0
4853 | 8.96 | 0 | 0 | 0
4854 | 7.17 | 0.0175 | 0 | 0.20897
4855 | 5.88 | 0.37341 | 0.028971 | 8.0676
4856 | 3.67 | 1.7867 | 0.34431 | 26.4272
4857 | 6.38 | 3.4684 | 1.3415 | 38.4595
4858 | 4.35 | 4.8485 | 2.726 | 44.3712
4859 | 7.22 | 5.566 | 3.3718 | 47.9379
4860 | 9.74 | 5.5605 | 3.6749 | 48.0089
4861 | 9.89 | 5.4567 | 3.631 | 47.7301
4862 | 9.15 | 5.1674 | 3.3231 | 45.0873
4863 | 11.38 | 4.1951 | 2.5384 | 43.2263
4864 | 13.74 | 3.0895 | 1.5611 | 37.6504
4865 | 14.86 | 1.7123 | 0.68551 | 20.9712
4866 | 13.88 | 0.45541 | 0.073895 | 3.275
4867 | 13.85 | 0.035198 | 0 | 0
4868 | 12.09 | 0 | 0 | 0
4869 | 11.98 | 0 | 0 | 0
4870 | 11.79 | 0 | 0 | 0
4871 | 11.78 | 0 | 0 | 0
4872 | 12.27 | 0 | 0 | 0
4873 | 10.97 | 0 | 0 | 0
4874 | 9.1 | 0 | 0 | 0
4875 | 11.42 | 0 | 0 | 0
4876 | 10.78 | 0 | 0 | 0
4877 | 8.96 | 0 | 0 | 0
4878 | 7.17 | 0.0175 | 0 | 0.20897
4879 | 5.88 | 0.37341 | 0.028971 | 8.0676
4880 | 3.67 | 1.7867 | 0.34431 | 26.4272
4881 | 6.38 | 3.4684 | 1.3415 | 38.4595
4882 | 4.35 | 4.8485 | 2.726 | 44.3712
4883 | 7.22 | 5.566 | 3.3718 | 47.9379
4884 | 9.74 | 5.5605 | 3.6749 | 48.0089
4885 | 9.89 | 5.4567 | 3.631 | 47.7301
4886 | 9.15 | 5.1674 | 3.3231 | 45.0873
4887 | 11.38 | 4.1951 | 2.5384 | 43.2263
4888 | 13.74 | 3.0895 | 1.5611 | 37.6504
4889 | 14.86 | 1.7123 | 0.68551 | 20.9712
4890 | 13.88 | 0.45541 | 0.073895 | 3.275
4891 | 13.85 | 0.035198 | 0 | 0
4892 | 12.09 | 0 | 0 | 0
4893 | 11.98 | 0 | 0 | 0
4894 | 11.79 | 0 | 0 | 0
4895 | 11.78 | 0 | 0 | 0
4896 | 12.27 | 0 | 0 | 0
4897 | 10.97 | 0 | 0 | 0
4898 | 9.1 | 0 | 0 | 0
4899 | 11.42 | 0 | 0 | 0
4900 | 10.78 | 0 | 0 | 0
4901 | 8.96 | 0 | 0 | 0
4902 | 7.17 | 0.0175 | 0 | 0.20897
4903 | 5.88 | 0.37341 | 0.028971 | 8.0676
4904 | 3.67 | 1.7867 | 0.34431 | 26.4272
4905 | 6.38 | 3.4684 | 1.3415 | 38.4595
4906 | 4.35 | 4.8485 | 2.726 | 44.3712
4907 | 7.22 | 5.566 | 3.3718 | 47.9379
4908 | 9.74 | 5.5605 | 3.6749 | 48.0089
4909 | 9.89 | 5.4567 | 3.631 | 47.7301
4910 | 9.15 | 5.1674 | 3.3231 | 45.0873
4911 | 11.38 | 4.1951 | 2.5384 | 43.2263
4912 | 13.74 | 3.0895 | 1.5611 | 37.6504
4913 | 14.86 | 1.7123 | 0.68551 | 20.9712
4914 | 13.88 | 0.45541 | 0.073895 | 3.275
4915 | 13.85 | 0.035198 | 0 | 0
4916 | 12.09 | 0 | 0 | 0
4917 | 11.98 | 0 | 0 | 0
4918 | 11.79 | 0 | 0 | 0
4919 | 11.78 | 0 | 0 | 0
4920 | 12.27 | 0 | 0 | 0
4921 | 10.97 | 0 | 0 | 0
4922 | 9.1 | 0 | 0 | 0
4923 | 11.42 | 0 | 0 | 0
4924 | 10.78 | 0 | 0 | 0
4925 | 8.96 | 0 | 0 | 0
4926 | 7.17 | 0.0175 | 0 | 0.20897
4927 | 5.88 | 0.37341 | 0.028971 | 8.0676
4928 | 3.67 | 1.7867 | 0.34431 | 26.4272
4929 | 6.38 | 3.4684 | 1.3415 | 38.4595
4930 | 4.35 | 4.8485 | 2.726 | 44.3712
4931 | 7.22 | 5.566 | 3.3718 | 47.9379
4932 | 9.74 | 5.5605 | 3.6749 | 48.0089
4933 | 9.89 | 5.4567 | 3.631 | 47.7301
4934 | 9.15 | 5.1674 | 3.3231 | 45.0873
4935 | 11.38 | 4.1951 | 2.5384 | 43.2263
4936 | 13.74 | 3.0895 | 1.5611 | 37.6504
4937 | 14.86 | 1.7123 | 0.68551 | 20.9712
4938 | 13.88 | 0.45541 | 0.073895 | 3.275
4939 | 13.85 | 0.035198 | 0 | 0
4940 | 12.09 | 0 | 0 | 0
4941 | 11.98 | 0 | 0 | 0
4942 | 11.79 | 0 | 0 | 0
4943 | 11.78 | 0 | 0 | 0
4944 | 12.27 | 0 | 0 | 0
4945 | 10.97 | 0 | 0 | 0
4946 | 9.1 | 0 | 0 | 0
4947 | 11.42 | 0 | 0 | 0
4948 | 10.78 | 0 | 0 | 0
4949 | 8.96 | 0 | 0 | 0
4950 | 7.17 | 0.0175 | 0 | 0.20897
4951 | 5.88 | 0.37341 | 0.028971 | 8.0676
4952 | 3.67 | 1.7867 | 0.34431 | 26.4272
4953 | 6.38 | 3.4684 | 1.3415 | 38.4595
4954 | 4.35 | 4.8485 | 2.726 | 44.3712
4955 | 7.22 | 5.566 | 3.3718 | 47.9379
4956 | 9.74 | 5.5605 | 3.6749 | 48.0089
4957 | 9.89 | 5.4567 | 3.631 | 47.7301
4958 | 9.15 | 5.1674 | 3.3231 | 45.0873
4959 | 11.38 | 4.1951 | 2.5384 | 43.2263
4960 | 13.74 | 3.0895 | 1.5611 | 37.6504
4961 | 14.86 | 1.7123 | 0.68551 | 20.9712
4962 | 13.88 | 0.45541 | 0.073895 | 3.275
4963 | 13.85 | 0.035198 | 0 | 0
4964 | 12.09 | 0 | 0 | 0
4965 | 11.98 | 0 | 0 | 0
4966 | 11.79 | 0 | 0 | 0
4967 | 11.78 | 0 | 0 | 0
4968 | 12.27 | 0 | 0 | 0
4969 | 10.97 | 0 | 0 | 0
4970 | 9.1 | 0 | 0 | 0
4971 | 11.42 | 0 | 0 | 0
4972 | 10.78 | 0 | 0 | 0
4973 | 8.96 | 0 | 0 | 0
4974 | 7.17 | 0.0175 | 0 | 0.20897
4975 | 5.88 | 0.37341 | 0.028971 | 8.0676
4976 | 3.67 | 1.7867 | 0.34431 | 26.4272
4977 | 6.38 | 3.4684 | 1.3415 | 38.4595
4978 | 4.35 | 4.8485 | 2.726 | 44.3712
4979 | 7.22 | 5.566 | 3.3718 | 47.9379
4980 | 9.74 | 5.5605 | 3.6749 | 48.0089
4981 | 9.89 | 5.4567 | 3.631 | 47.7301
4982 | 9.15 | 5.1674 | 3.3231 | 45.0873
4983 | 11.38 | 4.1951 | 2.5384 | 43.2263
4984 | 13.74 | 3.0895 | 1.5611 | 37.6504
4985 | 14.86 | 1.7123 | 0.68551 | 20.9712
4986 | 13.88 | 0.45541 | 0.073895 | 3.275
4987 | 13.85 | 0.035198 | 0 | 0
4988 | 12.09 | 0 | 0 | 0
4989 | 11.98 | 0 | 0 | 0
4990 | 11.79 | 0 | 0 | 0
4991 | 11.78 | 0 | 0 | 0
4992 | 12.27 | 0 | 0 | 0
4993 | 10.97 | 0 | 0 | 0
4994 | 9.1 | 0 | 0 | 0
4995 | 11.42 | 0 | 0 | 0
4996 | 10.78 | 0 | 0 | 0
4997 | 8.96 | 0 | 0 | 0
4998 | 7.17 | 0.0175 | 0 | 0.20897
4999 | 5.88 | 0.37341 | 0.028971 | 8.0676
5000 | 3.67 | 1.7867 | 0.34431 | 26.4272
5001 | 6.38 | 3.4684 | 1.3415 | 38.4595
5002 | 4.35 | 4.8485 | 2.726 | 44.3712
5003 | 7.22 | 5.566 | 3.3718 | 47.9379
5004 | 9.74 | 5.5605 | 3.6749 | 48.0089
5005 | 9.89 | 5.4567 | 3.631 | 47.7301
5006 | 9.15 | 5.1674 | 3.3231 | 45.0873
5007 | 11.38 | 4.1951 | 2.5384 | 43.2263
5008 | 13.74 | 3.0895 | 1.5611 | 37.6504
5009 | 14.86 | 1.7123 | 0.68551 | 20.9712
5010 | 13.88 | 0.45541 | 0.073895 | 3.275
5011 | 13.85 | 0.035198 | 0 | 0
5012 | 12.09 | 0 | 0 | 0
5013 | 11.98 | 0 | 0 | 0
5014 | 11.79 | 0 | 0 | 0
5015 | 11.78 | 0 | 0 | 0
5016 | 12.27 | 0 | 0 | 0
5017 | 10.97 | 0 | 0 | 0
5018 | 9.1 | 0 | 0 | 0
5019 | 11.42 | 0 | 0 | 0
5020 | 10.78 | 0 | 0 | 0
5021 | 8.96 | 0 | 0 | 0
5022 | 7.17 | 0.0175 | 0 | 0.20897
5023 | 5.88 | 0.37341 | 0.028971 | 8.0676
5024 | 3.67 | 1.7867 | 0.34431 | 26.4272
5025 | 6.38 | 3.4684 | 1.3415 | 38.4595
5026 | 4.35 | 4.8485 | 2.726 | 44.3712
5027 | 7.22 | 5.566 | 3.3718 | 47.9379
5028 | 9.74 | 5.5605 | 3.6749 | 48.0089
5029 | 9.89 | 5.4567 | 3.631 | 47.7301
5030 | 9.15 | 5.1674 | 3.3231 | 45.0873
5031 | 11.38 | 4.1951 | 2.5384 | 43.2263
5032 | 13.74 | 3.0895 | 1.5611 | 37.6504
5033 | 14.86 | 1.7123 | 0.68551 | 20.9712
5034 | 13.88 | 0.45541 | 0.073895 | 3.275
5035 | 13.85 | 0.035198 | 0 | 0
5036 | 12.09 | 0 | 0 | 0
5037 | 11.98 | 0 | 0 | 0
5038 | 11.79 | 0 | 0 | 0
5039 | 11.78 | 0 | 0 | 0
5040 | 12.27 | 0 | 0 | 0
5041 | 10.97 | 0 | 0 | 0
5042 | 9.1 | 0 | 0 | 0
5043 | 11.42 | 0 | 0 | 0
5044 | 10.78 | 0 | 0 | 0
5045 | 8.96 | 0 | 0 | 0
5046 | 7.17 | 0.0175 | 0 | 0.20897
5047 | 5.88 | 0.37341 | 0.028971 | 8.0676
5048 | 3.67 | 1.7867 | 0.34431 | 26.4272
5049 | 6.38 | 3.4684 | 1.3415 | 38.4595
5050 | 4.35 | 4.8485 | 2.726 | 44.3712
5051 | 7.22 | 5.566 | 3.3718 | 47.9379
5052 | 9.74 | 5.5605 | 3.6749 | 48.0089
5053 | 9.89 | 5.4567 | 3.631 | 47.7301
5054 | 9.15 | 5.1674 | 3.3231 | 45.0873
5055 | 11.38 | 4.1951 | 2.5384 | 43.2263
5056 | 13.74 | 3.0895 | 1.5611 | 37.6504
5057 | 14.86 | 1.7123 | 0.68551 | 20.9712
5058 | 13.88 | 0.45541 | 0.073895 | 3.275
5059 | 13.85 | 0.035198 | 0 | 0
5060 | 12.09 | 0 | 0 | 0
5061 | 11.98 | 0 | 0 | 0
5062 | 11.79 | 0 | 0 | 0
5063 | 11.78 | 0 | 0 | 0
5064 | 12.27 | 0 | 0 | 0
5065 | 10.97 | 0 | 0 | 0
5066 | 9.1 | 0 | 0 | 0
5067 | 11.42 | 0 | 0 | 0
5068 | 10.78 | 0 | 0 | 0
5069 | 8.96 | 0 | 0 | 0
5070 | 7.17 | 0.0175 | 0 | 0.20897
5071 | 5.88 | 0.37341 | 0.028971 | 8.0676
5072 | 3.67 | 1.7867 | 0.34431 | 26.4272
5073 | 6.38 | 3.4684 | 1.3415 | 38.4595
5074 | 4.35 | 4.8485 | 2.726 | 44.3712
5075 | 7.22 | 5.566 | 3.3718 | 47.9379
5076 | 9.74 | 5.5605 | 3.6749 | 48.0089
5077 | 9.89 | 5.4567 | 3.631 | 47.7301
5078 | 9.15 | 5.1674 | 3.3231 | 45.0873
5079 | 11.38 | 4.1951 | 2.5384 | 43.2263
5080 | 13.74 | 3.0895 | 1.5611 | 37.6504
5081 | 14.86 | 1.7123 | 0.68551 | 20.9712
5082 | 13.88 | 0.45541 | 0.073895 | 3.275
5083 | 13.85 | 0.035198 | 0 | 0
5084 | 12.09 | 0 | 0 | 0
5085 | 11.98 | 0 | 0 | 0
5086 | 11.79 | 0 | 0 | 0
5087 | 11.78 | 0 | 0 | 0
5088 | 12.27 | 0 | 0 | 0
5089 | 10.97 | 0 | 0 | 0
5090 | 9.1 | 0 | 0 | 0
5091 | 11.42 | 0 | 0 | 0
5092 | 10.78 | 0 | 0 | 0
5093 | 8.96 | 0 | 0 | 0
5094 | 7.17 | 0.0175 | 0 | 0.20897
5095 | 5.88 | 0.37341 | 0.028971 | 8.0676
5096 | 3.67 | 1.7867 | 0.34431 | 26.4272
5097 | 6.38 | 3.4684 | 1.3415 | 38.4595
5098 | 4.35 | 4.8485 | 2.726 | 44.3712
5099 | 7.22 | 5.566 | 3.3718 | 47.9379
5100 | 9.74 | 5.5605 | 3.6749 | 48.0089
5101 | 9.89 | 5.4567 | 3.631 | 47.7301
5102 | 9.15 | 5.1674 | 3.3231 | 45.0873
5103 | 11.38 | 4.1951 | 2.5384 | 43.2263
5104 | 13.74 | 3.0895 | 1.5611 | 37.6504
5105 | 14.86 | 1.7123 | 0.68551 | 20.9712
5106 | 13.88 | 0.45541 | 0.073895 | 3.275
5107 | 13.85 | 0.035198 | 0 | 0
5108 | 12.09 | 0 | 0 | 0
5109 | 11.98 | 0 | 0 | 0
5110 | 11.79 | 0 | 0 | 0
5111 | 11.78 | 0 | 0 | 0
5112 | 12.27 | 0 | 0 | 0
5113 | 10.97 | 0 | 0 | 0
5114 | 9.1 | 0 | 0 | 0
5115 | 11.42 | 0 | 0 | 0
5116 | 10.78 | 0 | 0 | 0
5117 | 8.96 | 0 | 0 | 0
5118 | 7.17 | 0.0175 | 0 | 0.20897
5119 | 5.88 | 0.37341 | 0.028971 | 8.0676
5120 | 3.67 | 1.7867 | 0.34431 | 26.4272
5121 | 6.38 | 3.4684 | 1.3415 | 38.4595
5122 | 4.35 | 4.8485 | 2.726 | 44.3712
5123 | 7.22 | 5.566 | 3.3718 | 47.9379
5124 | 9.74 | 5.5605 | 3.6749 | 48.0089
5125 | 9.89 | 5.4567 | 3.631 | 47.7301
5126 | 9.15 | 5.1674 | 3.3231 | 45.0873
5127 | 11.38 | 4.1951 | 2.5384 | 43.2263
5128 | 13.74 | 3.0895 | 1.5611 | 37.6504
5129 | 14.86 | 1.7123 | 0.68551 | 20.9712
5130 | 13.88 | 0.45541 | 0.073895 | 3.275
5131 | 13.85 | 0.035198 | 0 | 0
5132 | 12.09 | 0 | 0 | 0
5133 | 11.98 | 0 | 0 | 0
5134 | 11.79 | 0 | 0 | 0
5135 | 11.78 | 0 | 0 | 0
5136 | 12.27 | 0 | 0 | 0
5137 | 10.97 | 0 | 0 | 0
5138 | 9.1 | 0 | 0 | 0
5139 | 11.42 | 0 | 0 | 0
5140 | 10.78 | 0 | 0 | 0
5141 | 8.96 | 0 | 0 | 0
5142 | 7.17 | 0.0175 | 0 | 0.20897
5143 | 5.88 | 0.37341 | 0.028971 | 8.0676
5144 | 3.67 | 1.7867 | 0.34431 | 26.4272
5145 | 6.38 | 3.4684 | 1.3415 | 38.4595
5146 | 4.35 | 4.8485 | 2.726 | 44.3712
5147 | 7.22 | 5.566 | 3.3718 | 47.9379
5148 | 9.74 | 5.5605 | 3.6749 | 48.0089
5149 | 9.89 | 5.4567 | 3.631 | 47.7301
5150 | 9.15 | 5.1674 | 3.3231 | 45.0873
5151 | 11.38 | 4.1951 | 2.5384 | 43.2263
5152 | 13.74 | 3.0895 | 1.5611 | 37.6504
5153 | 14.86 | 1.7123 | 0.68551 | 20.9712
5154 | 13.88 | 0.45541 | 0.073895 | 3.275
5155 | 13.85 | 0.035198 | 0 | 0
5156 | 12.09 | 0 | 0 | 0
5157 | 11.98 | 0 | 0 | 0
5158 | 11.79 | 0 | 0 | 0
5159 | 11.78 | 0 | 0 | 0
5160 | 12.27 | 0 | 0 | 0
5161 | 10.97 | 0 | 0 | 0
5162 | 9.1 | 0 | 0 | 0
5163 | 11.42 | 0 | 0 | 0
5164 | 10.78 | 0 | 0 | 0
5165 | 8.96 | 0 | 0 | 0
5166 | 7.17 | 0.0175 | 0 | 0.20897
5167 | 5.88 | 0.37341 | 0.028971 | 8.0676
5168 | 3.67 | 1.7867 | 0.34431 | 26.4272
5169 | 6.38 | 3.4684 | 1.3415 | 38.4595
5170 | 4.35 | 4.8485 | 2.726 | 44.3712
5171 | 7.22 | 5.566 | 3.3718 | 47.9379
5172 | 9.74 | 5.5605 | 3.6749 | 48.0089
5173 | 9.89 | 5.4567 | 3.631 | 47.7301
5174 | 9.15 | 5.1674 | 3.3231 | 45.0873
5175 | 11.38 | 4.1951 | 2.5384 | 43.2263
5176 | 13.74 | 3.0895 | 1.5611 | 37.6504
5177 | 14.86 | 1.7123 | 0.68551 | 20.9712
5178 | 13.88 | 0.45541 | 0.073895 | 3.275
5179 | 13.85 | 0.035198 | 0 | 0
5180 | 12.09 | 0 | 0 | 0
5181 | 11.98 | 0 | 0 | 0
5182 | 11.79 | 0 | 0 | 0
5183 | 11.78 | 0 | 0 | 0
5184 | 12.27 | 0 | 0 | 0
5185 | 10.97 | 0 | 0 | 0
5186 | 9.1 | 0 | 0 | 0
5187 | 11.42 | 0 | 0 | 0
5188 | 10.78 | 0 | 0 | 0
5189 | 8.96 | 0 | 0 | 0
5190 | 7.17 | 0.0175 | 0 | 0.20897
5191 | 5.88 | 0.37341 | 0.028971 | 8.0676
5192 | 3.67 | 1.7867 | 0.34431 | 26.4272
5193 | 6.38 | 3.4684 | 1.3415 | 38.4595
5194 | 4.35 | 4.8485 | 2.726 | 44.3712
5195 | 7.22 | 5.566 | 3.3718 | 47.9379
5196 | 9.74 | 5.5605 | 3.6749 | 48.0089
5197 | 9.89 | 5.4567 | 3.631 | 47.7301
5198 | 9.15 | 5.1674 | 3.3231 | 45.0873
5199 | 11.38 | 4.1951 | 2.5384 | 43.2263
5200 | 13.74 | 3.0895 | 1.5611 | 37.6504
5201 | 14.86 | 1.7123 | 0.68551 | 20.9712
5202 | 13.88 | 0.45541 | 0.073895 | 3.275
5203 | 13.85 | 0.035198 | 0 | 0
5204 | 12.09 | 0 | 0 | 0
5205 | 11.98 | 0 | 0 | 0
5206 | 11.79 | 0 | 0 | 0
5207 | 11.78 | 0 | 0 | 0
5208 | 12.27 | 0 | 0 | 0
5209 | 10.97 | 0 | 0 | 0
5210 | 9.1 | 0 | 0 | 0
5211 | 11.42 | 0 | 0 | 0
5212 | 10.78 | 0 | 0 | 0
5213 | 8.96 | 0 | 0 | 0
5214 | 7.17 | 0.0175 | 0 | 0.20897
5215 | 5.88 | 0.37341 | 0.028971 | 8.0676
5216 | 3.67 | 1.7867 | 0.34431 | 26.4272
5217 | 6.38 | 3.4684 | 1.3415 | 38.4595
5218 | 4.35 | 4.8485 | 2.726 | 44.3712
5219 | 7.22 | 5.566 | 3.3718 | 47.9379
5220 | 9.74 | 5.5605 | 3.6749 | 48.0089
5221 | 9.89 | 5.4567 | 3.631 | 47.7301
5222 | 9.15 | 5.1674 | 3.3231 | 45.0873
5223 | 11.38 | 4.1951 | 2.5384 | 43.2263
5224 | 13.74 | 3.0895 | 1.5611 | 37.6504
5225 | 14.86 | 1.7123 | 0.68551 | 20.9712
5226 | 13.88 | 0.45541 | 0.073895 | 3.275
5227 | 13.85 | 0.035198 | 0 | 0
5228 | 12.09 | 0 | 0 | 0
5229 | 11.98 | 0 | 0 | 0
5230 | 11.79 | 0 | 0 | 0
5231 | 11.78 | 0 | 0 | 0
5232 | 12.27 | 0 | 0 | 0
5233 | 10.97 | 0 | 0 | 0
5234 | 9.1 | 0 | 0 | 0
5235 | 11.42 | 0 | 0 | 0
5236 | 10.78 | 0 | 0 | 0
5237 | 8.96 | 0 | 0 | 0
5238 | 7.17 | 0.0175 | 0 | 0.20897
5239 | 5.88 | 0.37341 | 0.028971 | 8.0676
5240 | 3.67 | 1.7867 | 0.34431 | 26.4272
5241 | 6.38 | 3.4684 | 1.3415 | 38.4595
5242 | 4.35 | 4.8485 | 2.726 | 44.3712
5243 | 7.22 | 5.566 | 3.3718 | 47.9379
5244 | 9.74 | 5.5605 | 3.6749 | 48.0089
5245 | 9.89 | 5.4567 | 3.631 | 47.7301
5246 | 9.15 | 5.1674 | 3.3231 | 45.0873
5247 | 11.38 | 4.1951 | 2.5384 | 43.2263
5248 | 13.74 | 3.0895 | 1.5611 | 37.6504
5249 | 14.86 | 1.7123 | 0.68551 | 20.9712
5250 | 13.88 | 0.45541 | 0.073895 | 3.275
5251 | 13.85 | 0.035198 | 0 | 0
5252 | 12.09 | 0 | 0 | 0
5253 | 11.98 | 0 | 0 | 0
5254 | 11.79 | 0 | 0 | 0
5255 | 11.78 | 0 | 0 | 0
5256 | 12.27 | 0 | 0 | 0
5257 | 10.97 | 0 | 0 | 0
5258 | 9.1 | 0 | 0 | 0
5259 | 11.42 | 0 | 0 | 0
5260 | 10.78 | 0 | 0 | 0
5261 | 8.96 | 0 | 0 | 0
5262 | 7.17 | 0.0175 | 0 | 0.20897
5263 | 5.88 | 0.37341 | 0.028971 | 8.0676
5264 | 3.67 | 1.7867 | 0.34431 | 26.4272
5265 | 6.38 | 3.4684 | 1.3415 | 38.4595
5266 | 4.35 | 4.8485 | 2.726 | 44.3712
5267 | 7.22 | 5.566 | 3.3718 | 47.9379
5268 | 9.74 | 5.5605 | 3.6749 | 48.0089
5269 | 9.89 | 5.4567 | 3.631 | 47.7301
5270 | 9.15 | 5.1674 | 3.3231 | 45.0873
5271 | 11.38 | 4.1951 | 2.5384 | 43.2263
5272 | 13.74 | 3.0895 | 1.5611 | 37.6504
5273 | 14.86 | 1.7123 | 0.68551 | 20.9712
5274 | 13.88 | 0.45541 | 0.073895 | 3.275
5275 | 13.85 | 0.035198 | 0 | 0
5276 | 12.09 | 0 | 0 | 0
5277 | 11.98 | 0 | 0 | 0
5278 | 11.79 | 0 | 0 | 0
5279 | 11.78 | 0 | 0 | 0
5280 | 12.27 | 0 | 0 | 0
5281 | 10.97 | 0 | 0 | 0
5282 | 9.1 | 0 | 0 | 0
5283 | 11.42 | 0 | 0 | 0
5284 | 10.78 | 0 | 0 | 0
5285 | 8.96 | 0 | 0 | 0
5286 | 7.17 | 0.0175 | 0 | 0.20897
5287 | 5.88 | 0.37341 | 0.028971 | 8.0676
5288 | 3.67 | 1.7867 | 0.34431 | 26.4272
5289 | 6.38 | 3.4684 | 1.3415 | 38.4595
5290 | 4.35 | 4.8485 | 2.726 | 44.3712
5291 | 7.22 | 5.566 | 3.3718 | 47.9379
5292 | 9.74 | 5.5605 | 3.6749 | 48.0089
5293 | 9.89 | 5.4567 | 3.631 | 47.7301
5294 | 9.15 | 5.1674 | 3.3231 | 45.0873
5295 | 11.38 | 4.1951 | 2.5384 | 43.2263
5296 | 13.74 | 3.0895 | 1.5611 | 37.6504
5297 | 14.86 | 1.7123 | 0.68551 | 20.9712
5298 | 13.88 | 0.45541 | 0.073895 | 3.275
5299 | 13.85 | 0.035198 | 0 | 0
5300 | 12.09 | 0 | 0 | 0
5301 | 11.98 | 0 | 0 | 0
5302 | 11.79 | 0 | 0 | 0
5303 | 11.78 | 0 | 0 | 0
5304 | 12.27 | 0 | 0 | 0
5305 | 10.97 | 0 | 0 | 0
5306 | 9.1 | 0 | 0 | 0
5307 | 11.42 | 0 | 0 | 0
5308 | 10.78 | 0 | 0 | 0
5309 | 8.96 | 0 | 0 | 0
5310 | 7.17 | 0.0175 | 0 | 0.20897
5311 | 5.88 | 0.37341 | 0.028971 | 8.0676
5312 | 3.67 | 1.7867 | 0.34431 | 26.4272
5313 | 6.38 | 3.4684 | 1.3415 | 38.4595
5314 | 4.35 | 4.8485 | 2.726 | 44.3712
5315 | 7.22 | 5.566 | 3.3718 | 47.9379
5316 | 9.74 | 5.5605 | 3.6749 | 48.0089
5317 | 9.89 | 5.4567 | 3.631 | 47.7301
5318 | 9.15 | 5.1674 | 3.3231 | 45.0873
5319 | 11.38 | 4.1951 | 2.5384 | 43.2263
5320 | 13.74 | 3.0895 | 1.5611 | 37.6504
5321 | 14.86 | 1.7123 | 0.68551 | 20.9712
5322 | 13.88 | 0.45541 | 0.073895 | 3.275
5323 | 13.85 | 0.035198 | 0 | 0
5324 | 12.09 | 0 | 0 | 0
5325 | 11.98 | 0 | 0 | 0
5326 | 11.79 | 0 | 0 | 0
5327 | 11.78 | 0 | 0 | 0
5328 | 12.27 | 0 | 0 | 0
5329 | 10.97 | 0 | 0 | 0
5330 | 9.1 | 0 | 0 | 0
5331 | 11.42 | 0 | 0 | 0
5332 | 10.78 | 0 | 0 | 0
5333 | 8.96 | 0 | 0 | 0
5334 | 7.17 | 0.0175 | 0 | 0.20897
5335 | 5.88 | 0.37341 | 0.028971 | 8.0676
5336 | 3.67 | 1.7867 | 0.34431 | 26.4272
5337 | 6.38 | 3.4684 | 1.3415 | 38.4595
5338 | 4.35 | 4.8485 | 2.726 | 44.3712
5339 | 7.22 | 5.566 | 3.3718 | 47.9379
5340 | 9.74 | 5.5605 | 3.6749 | 48.0089
5341 | 9.89 | 5.4567 | 3.631 | 47.7301
5342 | 9.15 | 5.1674 | 3.3231 | 45.0873
5343 | 11.38 | 4.1951 | 2.5384 | 43.2263
5344 | 13.74 | 3.0895 | 1.5611 | 37.6504
5345 | 14.86 | 1.7123 | 0.68551 | 20.9712
5346 | 13.88 | 0.45541 | 0.073895 | 3.275
5347 | 13.85 | 0.035198 | 0 | 0
5348 | 12.09 | 0 | 0 | 0
5349 | 11.98 | 0 | 0 | 0
5350 | 11.79 | 0 | 0 | 0
5351 | 11.78 | 0 | 0 | 0
5352 | 12.27 | 0 | 0 | 0
5353 | 10.97 | 0 | 0 | 0
5354 | 9.1 | 0 | 0 | 0
5355 | 11.42 | 0 | 0 | 0
5356 | 10.78 | 0 | 0 | 0
5357 | 8.96 | 0 | 0 | 0
5358 | 7.17 | 0.0175 | 0 | 0.20897
5359 | 5.88 | 0.37341 | 0.028971 | 8.0676
5360 | 3.67 | 1.7867 | 0.34431 | 26.4272
5361 | 6.38 | 3.4684 | 1.3415 | 38.4595
5362 | 4.35 | 4.8485 | 2.726 | 44.3712
5363 | 7.22 | 5.566 | 3.3718 | 47.9379
5364 | 9.74 | 5.5605 | 3.6749 | 48.0089
5365 | 9.89 | 5.4567 | 3.631 | 47.7301
5366 | 9.15 | 5.1674 | 3.3231 | 45.0873
5367 | 11.38 | 4.1951 | 2.5384 | 43.2263
5368 | 13.74 | 3.0895 | 1.5611 | 37.6504
5369 | 14.86 | 1.7123 | 0.68551 | 20.9712
5370 | 13.88 | 0.45541 | 0.073895 | 3.275
5371 | 13.85 | 0.035198 | 0 | 0
5372 | 12.09 | 0 | 0 | 0
5373 | 11.98 | 0 | 0 | 0
5374 | 11.79 | 0 | 0 | 0
5375 | 11.78 | 0 | 0 | 0
5376 | 12.27 | 0 | 0 | 0
5377 | 10.97 | 0 | 0 | 0
5378 | 9.1 | 0 | 0 | 0
5379 | 11.42 | 0 | 0 | 0
5380 | 10.78 | 0 | 0 | 0
5381 | 8.96 | 0 | 0 | 0
5382 | 7.17 | 0.0175 | 0 | 0.20897
5383 | 5.88 | 0.37341 | 0.028971 | 8.0676
5384 | 3.67 | 1.7867 | 0.34431 | 26.4272
5385 | 6.38 | 3.4684 | 1.3415 | 38.4595
5386 | 4.35 | 4.8485 | 2.726 | 44.3712
5387 | 7.22 | 5.566 | 3.3718 | 47.9379
5388 | 9.74 | 5.5605 | 3.6749 | 48.0089
5389 | 9.89 | 5.4567 | 3.631 | 47.7301
5390 | 9.15 | 5.1674 | 3.3231 | 45.0873
5391 | 11.38 | 4.1951 | 2.5384 | 43.2263
5392 | 13.74 | 3.0895 | 1.5611 | 37.6504
5393 | 14.86 | 1.7123 | 0.68551 | 20.9712
5394 | 13.88 | 0.45541 | 0.073895 | 3.275
5395 | 13.85 | 0.035198 | 0 | 0
5396 | 12.09 | 0 | 0 | 0
5397 | 11.98 | 0 | 0 | 0
5398 | 11.79 | 0 | 0 | 0
5399 | 11.78 | 0 | 0 | 0
5400 | 12.27 | 0 | 0 | 0
5401 | 10.97 | 0 | 0 | 0
5402 | 9.1 | 0 | 0 | 0
5403 | 11.42 | 0 | 0 | 0
5404 | 10.78 | 0 | 0 | 0
5405 | 8.96 | 0 | 0 | 0
5406 | 7.17 | 0.0175 | 0 | 0.20897
5407 | 5.88 | 0.37341 | 0.028971 | 8.0676
5408 | 3.67 | 1.7867 | 0.34431 | 26.4272
5409 | 6.38 | 3.4684 | 1.3415 | 38.4595
5410 | 4.35 | 4.8485 | 2.726 | 44.3712
5411 | 7.22 | 5.566 | 3.3718 | 47.9379
5412 | 9.74 | 5.5605 | 3.6749 | 48.0089
5413 | 9.89 | 5.4567 | 3.631 | 47.7301
5414 | 9.15 | 5.1674 | 3.3231 | 45.0873
5415 | 11.38 | 4.1951 | 2.5384 | 43.2263
5416 | 13.74 | 3.0895 | 1.5611 | 37.6504
5417 | 14.86 | 1.7123 | 0.68551 | 20.9712
5418 | 13.88 | 0.45541 | 0.073895 | 3.275
5419 | 13.85 | 0.035198 | 0 | 0
5420 | 12.09 | 0 | 0 | 0
5421 | 11.98 | 0 | 0 | 0
5422 | 11.79 | 0 | 0 | 0
5423 | 11.78 | 0 | 0 | 0
5424 | 12.27 | 0 | 0 | 0
5425 | 10.97 | 0 | 0 | 0
5426 | 9.1 | 0 | 0 | 0
5427 | 11.42 | 0 | 0 | 0
5428 | 10.78 | 0 | 0 | 0
5429 | 8.96 | 0 | 0 | 0
5430 | 7.17 | 0.0175 | 0 | 0.20897
5431 | 5.88 | 0.37341 | 0.028971 | 8.0676
5432 | 3.67 | 1.7867 | 0.34431 | 26.4272
5433 | 6.38 | 3.4684 | 1.3415 | 38.4595
5434 | 4.35 | 4.8485 | 2.726 | 44.3712
5435 | 7.22 | 5.566 | 3.3718 | 47.9379
5436 | 9.74 | 5.5605 | 3.6749 | 48.0089
5437 | 9.89 | 5.4567 | 3.631 | 47.7301
5438 | 9.15 | 5.1674 | 3.3231 | 45.0873
5439 | 11.38 | 4.1951 | 2.5384 | 43.2263
5440 | 13.74 | 3.0895 | 1.5611 | 37.6504
5441 | 14.86 | 1.7123 | 0.68551 | 20.9712
5442 | 13.88 | 0.45541 | 0.073895 | 3.275
5443 | 13.85 | 0.035198 | 0 | 0
5444 | 12.09 | 0 | 0 | 0
5445 | 11.98 | 0 | 0 | 0
5446 | 11.79 | 0 | 0 | 0
5447 | 11.78 | 0 | 0 | 0
5448 | 12.27 | 0 | 0 | 0
5449 | 10.97 | 0 | 0 | 0
5450 | 9.1 | 0 | 0 | 0
5451 | 11.42 | 0 | 0 | 0
5452 | 10.78 | 0 | 0 | 0
5453 | 8.96 | 0 | 0 | 0
5454 | 7.17 | 0.0175 | 0 | 0.20897
5455 | 5.88 | 0.37341 | 0.028971 | 8.0676
5456 | 3.67 | 1.7867 | 0.34431 | 26.4272
5457 | 6.38 | 3.4684 | 1.3415 | 38.4595
5458 | 4.35 | 4.8485 | 2.726 | 44.3712
5459 | 7.22 | 5.566 | 3.3718 | 47.9379
5460 | 9.74 | 5.5605 | 3.6749 | 48.0089
5461 | 9.89 | 5.4567 | 3.631 | 47.7301
5462 | 9.15 | 5.1674 | 3.3231 | 45.0873
5463 | 11.38 | 4.1951 | 2.5384 | 43.2263
5464 | 13.74 | 3.0895 | 1.5611 | 37.6504
5465 | 14.86 | 1.7123 | 0.68551 | 20.9712
5466 | 13.88 | 0.45541 | 0.073895 | 3.275
5467 | 13.85 | 0.035198 | 0 | 0
5468 | 12.09 | 0 | 0 | 0
5469 | 11.98 | 0 | 0 | 0
5470 | 11.79 | 0 | 0 | 0
5471 | 11.78 | 0 | 0 | 0
5472 | 12.27 | 0 | 0 | 0
5473 | 10.97 | 0 | 0 | 0
5474 | 9.1 | 0 | 0 | 0
5475 | 11.42 | 0 | 0 | 0
5476 | 10.78 | 0 | 0 | 0
5477 | 8.96 | 0 | 0 | 0
5478 | 7.17 | 0.0175 | 0 | 0.20897
5479 | 5.88 | 0.37341 | 0.028971 | 8.0676
5480 | 3.67 | 1.7867 | 0.34431 | 26.4272
5481 | 6.38 | 3.4684 | 1.3415 | 38.4595
5482 | 4.35 | 4.8485 | 2.726 | 44.3712
5483 | 7.22 | 5.566 | 3.3718 | 47.9379
5484 | 9.74 | 5.5605 | 3.6749 | 48.0089
5485 | 9.89 | 5.4567 | 3.631 | 47.7301
5486 | 9.15 | 5.1674 | 3.3231 | 45.0873
5487 | 11.38 | 4.1951 | 2.5384 | 43.2263
5488 | 13.74 | 3.0895 | 1.5611 | 37.6504
5489 | 14.86 | 1.7123 | 0.68551 | 20.9712
5490 | 13.88 | 0.45541 | 0.073895 | 3.275
5491 | 13.85 | 0.035198 | 0 | 0
5492 | 12.09 | 0 | 0 | 0
5493 | 11.98 | 0 | 0 | 0
5494 | 11.79 | 0 | 0 | 0
5495 | 11.78 | 0 | 0 | 0
5496 | 12.27 | 0 | 0 | 0
5497 | 10.97 | 0 | 0 | 0
5498 | 9.1 | 0 | 0 | 0
5499 | 11.42 | 0 | 0 | 0
5500 | 10.78 | 0 | 0 | 0
5501 | 8.96 | 0 | 0 | 0
5502 | 7.17 | 0.0175 | 0 | 0.20897
5503 | 5.88 | 0.37341 | 0.028971 | 8.0676
5504 | 3.67 | 1.7867 | 0.34431 | 26.4272
5505 | 6.38 | 3.4684 | 1.3415 | 38.4595
5506 | 4.35 | 4.8485 | 2.726 | 44.3712
5507 | 7.22 | 5.566 | 3.3718 | 47.9379
5508 | 9.74 | 5.5605 | 3.6749 | 48.0089
5509 | 9.89 | 5.4567 | 3.631 | 47.7301
5510 | 9.15 | 5.1674 | 3.3231 | 45.0873
5511 | 11.38 | 4.1951 | 2.5384 | 43.2263
5512 | 13.74 | 3.0895 | 1.5611 | 37.6504
5513 | 14.86 | 1.7123 | 0.68551 | 20.9712
5514 | 13.88 | 0.45541 | 0.073895 | 3.275
5515 | 13.85 | 0.035198 | 0 | 0
5516 | 12.09 | 0 | 0 | 0
5517 | 11.98 | 0 | 0 | 0
5518 | 11.79 | 0 | 0 | 0
5519 | 11.78 | 0 | 0 | 0
5520 | 12.27 | 0 | 0 | 0
5521 | 10.97 | 0 | 0 | 0
5522 | 9.1 | 0 | 0 | 0
5523 | 11.42 | 0 | 0 | 0
5524 | 10.78 | 0 | 0 | 0
5525 | 8.96 | 0 | 0 | 0
5526 | 7.17 | 0.0175 | 0 | 0.20897
5527 | 5.88 | 0.37341 | 0.028971 | 8.0676
5528 | 3.67 | 1.7867 | 0.34431 | 26.4272
5529 | 6.38 | 3.4684 | 1.3415 | 38.4595
5530 | 4.35 | 4.8485 | 2.726 | 44.3712
5531 | 7.22 | 5.566 | 3.3718 | 47.9379
5532 | 9.74 | 5.5605 | 3.6749 | 48.0089
5533 | 9.89 | 5.4567 | 3.631 | 47.7301
5534 | 9.15 | 5.1674 | 3.3231 | 45.0873
5535 | 11.38 | 4.1951 | 2.5384 | 43.2263
5536 | 13.74 | 3.0895 | 1.5611 | 37.6504
5537 | 14.86 | 1.7123 | 0.68551 | 20.9712
5538 | 13.88 | 0.45541 | 0.073895 | 3.275
5539 | 13.85 | 0.035198 | 0 | 0
5540 | 12.09 | 0 | 0 | 0
5541 | 11.98 | 0 | 0 | 0
5542 | 11.79 | 0 | 0 | 0
5543 | 11.78 | 0 | 0 | 0
5544 | 12.27 | 0 | 0 | 0
5545 | 10.97 | 0 | 0 | 0
5546 | 9.1 | 0 | 0 | 0
5547 | 11.42 | 0 | 0 | 0
5548 | 10.78 | 0 | 0 | 0
5549 | 8.96 | 0 | 0 | 0
5550 | 7.17 | 0.0175 | 0 | 0.20897
5551 | 5.88 | 0.37341 | 0.028971 | 8.0676
5552 | 3.67 | 1.7867 | 0.34431 | 26.4272
5553 | 6.38 | 3.4684 | 1.3415 | 38.4595
5554 | 4.35 | 4.8485 | 2.726 | 44.3712
5555 | 7.22 | 5.566 | 3.3718 | 47.9379
5556 | 9.74 | 5.5605 | 3.6749 | 48.0089
5557 | 9.89 | 5.4567 | 3.631 | 47.7301
5558 | 9.15 | 5.1674 | 3.3231 | 45.0873
5559 | 11.38 | 4.1951 | 2.5384 | 43.2263
5560 | 13.74 | 3.0895 | 1.5611 | 37.6504
5561 | 14.86 | 1.7123 | 0.68551 | 20.9712
5562 | 13.88 | 0.45541 | 0.073895 | 3.275
5563 | 13.85 | 0.035198 | 0 | 0
5564 | 12.09 | 0 | 0 | 0
5565 | 11.98 | 0 | 0 | 0
5566 | 11.79 | 0 | 0 | 0
5567 | 11.78 | 0 | 0 | 0
5568 | 12.27 | 0 | 0 | 0
5569 | 10.97 | 0 | 0 | 0
5570 | 9.1 | 0 | 0 | 0
5571 | 11.42 | 0 | 0 | 0
5572 | 10.78 | 0 | 0 | 0
5573 | 8.96 | 0 | 0 | 0
5574 | 7.17 | 0.0175 | 0 | 0.20897
5575 | 5.88 | 0.37341 | 0.028971 | 8.0676
5576 | 3.67 | 1.7867 | 0.34431 | 26.4272
5577 | 6.38 | 3.4684 | 1.3415 | 38.4595
5578 | 4.35 | 4.8485 | 2.726 | 44.3712
5579 | 7.22 | 5.566 | 3.3718 | 47.9379
5580 | 9.74 | 5.5605 | 3.6749 | 48.0089
5581 | 9.89 | 5.4567 | 3.631 | 47.7301
5582 | 9.15 | 5.1674 | 3.3231 | 45.0873
5583 | 11.38 | 4.1951 | 2.5384 | 43.2263
5584 | 13.74 | 3.0895 | 1.5611 | 37.6504
5585 | 14.86 | 1.7123 | 0.68551 | 20.9712
5586 | 13.88 | 0.45541 | 0.073895 | 3.275
5587 | 13.85 | 0.035198 | 0 | 0
5588 | 12.09 | 0 | 0 | 0
5589 | 11.98 | 0 | 0 | 0
5590 | 11.79 | 0 | 0 | 0
5591 | 11.78 | 0 | 0 | 0
5592 | 12.27 | 0 | 0 | 0
5593 | 10.97 | 0 | 0 | 0
5594 | 9.1 | 0 | 0 | 0
5595 | 11.42 | 0 | 0 | 0
5596 | 10.78 | 0 | 0 | 0
5597 | 8.96 | 0 | 0 | 0
5598 | 7.17 | 0.0175 | 0 | 0.20897
5599 | 5.88 | 0.37341 | 0.028971 | 8.0676
5600 | 3.67 | 1.7867 | 0.34431 | 26.4272
5601 | 6.38 | 3.4684 | 1.3415 | 38.4595
5602 | 4.35 | 4.8485 | 2.726 | 44.3712
5603 | 7.22 | 5.566 | 3.3718 | 47.9379
5604 | 9.74 | 5.5605 | 3.6749 | 48.0089
5605 | 9.89 | 5.4567 | 3.631 | 47.7301
5606 | 9.15 | 5.1674 | 3.3231 | 45.0873
5607 | 11.38 | 4.1951 | 2.5384 | 43.2263
5608 | 13.74 | 3.0895 | 1.5611 | 37.6504
5609 | 14.86 | 1.7123 | 0.68551 | 20.9712
5610 | 13.88 | 0.45541 | 0.073895 | 3.275
5611 | 13.85 | 0.035198 | 0 | 0
5612 | 12.09 | 0 | 0 | 0
5613 | 11.98 | 0 | 0 | 0
5614 | 11.79 | 0 | 0 | 0
5615 | 11.78 | 0 | 0 | 0
5616 | 12.27 | 0 | 0 | 0
5617 | 10.97 | 0 | 0 | 0
5618 | 9.1 | 0 | 0 | 0
5619 | 11.42 | 0 | 0 | 0
5620 | 10.78 | 0 | 0 | 0
5621 | 8.96 | 0 | 0 | 0
5622 | 7.17 | 0.0175 | 0 | 0.20897
5623 | 5.88 | 0.37341 | 0.028971 | 8.0676
5624 | 3.67 | 1.7867 | 0.34431 | 26.4272
5625 | 6.38 | 3.4684 | 1.3415 | 38.4595
5626 | 4.35 | 4.8485 | 2.726 | 44.3712
5627 | 7.22 | 5.566 | 3.3718 | 47.9379
5628 | 9.74 | 5.5605 | 3.6749 | 48.0089
5629 | 9.89 | 5.4567 | 3.631 | 47.7301
5630 | 9.15 | 5.1674 | 3.3231 | 45.0873
5631 | 11.38 | 4.1951 | 2.5384 | 43.2263
5632 | 13.74 | 3.0895 | 1.5611 | 37.6504
5633 | 14.86 | 1.7123 | 0.68551 | 20.9712
5634 | 13.88 | 0.45541 | 0.073895 | 3.275
5635 | 13.85 | 0.035198 | 0 | 0
5636 | 12.09 | 0 | 0 | 0
5637 | 11.98 | 0 | 0 | 0
5638 | 11.79 | 0 | 0 | 0
5639 | 11.78 | 0 | 0 | 0
5640 | 12.27 | 0 | 0 | 0
5641 | 10.97 | 0 | 0 | 0
5642 | 9.1 | 0 | 0 | 0
5643 | 11.42 | 0 | 0 | 0
5644 | 10.78 | 0 | 0 | 0
5645 | 8.96 | 0 | 0 | 0
5646 | 7.17 | 0.0175 | 0 | 0.20897
5647 | 5.88 | 0.37341 | 0.028971 | 8.0676
5648 | 3.67 | 1.7867 | 0.34431 | 26.4272
5649 | 6.38 | 3.4684 | 1.3415 | 38.4595
5650 | 4.35 | 4.8485 | 2.726 | 44.3712
5651 | 7.22 | 5.566 | 3.3718 | 47.9379
5652 | 9.74 | 5.5605 | 3.6749 | 48.0089
5653 | 9.89 | 5.4567 | 3.631 | 47.7301
5654 | 9.15 | 5.1674 | 3.3231 | 45.0873
5655 | 11.38 | 4.1951 | 2.5384 | 43.2263
5656 | 13.74 | 3.0895 | 1.5611 | 37.6504
5657 | 14.86 | 1.7123 | 0.68551 | 20.9712
5658 | 13.88 | 0.45541 | 0.073895 | 3.275
5659 | 13.85 | 0.035198 | 0 | 0
5660 | 12.09 | 0 | 0 | 0
5661 | 11.98 | 0 | 0 | 0
5662 | 11.79 | 0 | 0 | 0
5663 | 11.78 | 0 | 0 | 0
5664 | 12.27 | 0 | 0 | 0
5665 | 10.97 | 0 | 0 | 0
5666 | 9.1 | 0 | 0 | 0
5667 | 11.42 | 0 | 0 | 0
5668 | 10.78 | 0 | 0 | 0
5669 | 8.96 | 0 | 0 | 0
5670 | 7.17 | 0.0175 | 0 | 0.20897
5671 | 5.88 | 0.37341 | 0.028971 | 8.0676
5672 | 3.67 | 1.7867 | 0.34431 | 26.4272
5673 | 6.38 | 3.4684 | 1.3415 | 38.4595
5674 | 4.35 | 4.8485 | 2.726 | 44.3712
5675 | 7.22 | 5.566 | 3.3718 | 47.9379
5676 | 9.74 | 5.5605 | 3.6749 | 48.0089
5677 | 9.89 | 5.4567 | 3.631 | 47.7301
5678 | 9.15 | 5.1674 | 3.3231 | 45.0873
5679 | 11.38 | 4.1951 | 2.5384 | 43.2263
5680 | 13.74 | 3.0895 | 1.5611 | 37.6504
5681 | 14.86 | 1.7123 | 0.68551 | 20.9712
5682 | 13.88 | 0.45541 | 0.073895 | 3.275
5683 | 13.85 | 0.035198 | 0 | 0
5684 | 12.09 | 0 | 0 | 0
5685 | 11.98 | 0 | 0 | 0
5686 | 11.79 | 0 | 0 | 0
5687 | 11.78 | 0 | 0 | 0
5688 | 12.27 | 0 | 0 | 0
5689 | 10.97 | 0 | 0 | 0
5690 | 9.1 | 0 | 0 | 0
5691 | 11.42 | 0 | 0 | 0
5692 | 10.78 | 0 | 0 | 0
5693 | 8.96 | 0 | 0 | 0
5694 | 7.17 | 0.0175 | 0 | 0.20897
5695 | 5.88 | 0.37341 | 0.028971 | 8.0676
5696 | 3.67 | 1.7867 | 0.34431 | 26.4272
5697 | 6.38 | 3.4684 | 1.3415 | 38.4595
5698 | 4.35 | 4.8485 | 2.726 | 44.3712
5699 | 7.22 | 5.566 | 3.3718 | 47.9379
5700 | 9.74 | 5.5605 | 3.6749 | 48.0089
5701 | 9.89 | 5.4567 | 3.631 | 47.7301
5702 | 9.15 | 5.1674 | 3.3231 | 45.0873
5703 | 11.38 | 4.1951 | 2.5384 | 43.2263
5704 | 13.74 | 3.0895 | 1.5611 | 37.6504
5705 | 14.86 | 1.7123 | 0.68551 | 20.9712
5706 | 13.88 | 0.45541 | 0.073895 | 3.275
5707 | 13.85 | 0.035198 | 0 | 0
5708 | 12.09 | 0 | 0 | 0
5709 | 11.98 | 0 | 0 | 0
5710 | 11.79 | 0 | 0 | 0
5711 | 11.78 | 0 | 0 | 0
5712 | 12.27 | 0 | 0 | 0
5713 | 10.97 | 0 | 0 | 0
5714 | 9.1 | 0 | 0 | 0
5715 | 11.42 | 0 | 0 | 0
5716 | 10.78 | 0 | 0 | 0
5717 | 8.96 | 0 | 0 | 0
5718 | 7.17 | 0.0175 | 0 | 0.20897
5719 | 5.88 | 0.37341 | 0.028971 | 8.0676
5720 | 3.67 | 1.7867 | 0.34431 | 26.4272
5721 | 6.38 | 3.4684 | 1.3415 | 38.4595
5722 | 4.35 | 4.8485 | 2.726 | 44.3712
5723 | 7.22 | 5.566 | 3.3718 | 47.9379
5724 | 9.74 | 5.5605 | 3.6749 | 48.0089
5725 | 9.89 | 5.4567 | 3.631 | 47.7301
5726 | 9.15 | 5.1674 | 3.3231 | 45.0873
5727 | 11.38 | 4.1951 | 2.5384 | 43.2263
5728 | 13.74 | 3.0895 | 1.5611 | 37.6504
5729 | 14.86 | 1.7123 | 0.68551 | 20.9712
5730 | 13.88 | 0.45541 | 0.073895 | 3.275
5731 | 13.85 | 0.035198 | 0 | 0
5732 | 12.09 | 0 | 0 | 0
5733 | 11.98 | 0 | 0 | 0
5734 | 11.79 | 0 | 0 | 0
5735 | 11.78 | 0 | 0 | 0
5736 | 12.27 | 0 | 0 | 0
5737 | 10.97 | 0 | 0 | 0
5738 | 9.1 | 0 | 0 | 0
5739 | 11.42 | 0 | 0 | 0
5740 | 10.78 | 0 | 0 | 0
5741 | 8.96 | 0 | 0 | 0
5742 | 7.17 | 0.0175 | 0 | 0.20897
5743 | 5.88 | 0.37341 | 0.028971 | 8.0676
5744 | 3.67 | 1.7867 | 0.34431 | 26.4272
5745 | 6.38 | 3.4684 | 1.3415 | 38.4595
5746 | 4.35 | 4.8485 | 2.726 | 44.3712
5747 | 7.22 | 5.566 | 3.3718 | 47.9379
5748 | 9.74 | 5.5605 | 3.6749 | 48.0089
5749 | 9.89 | 5.4567 | 3.631 | 47.7301
5750 | 9.15 | 5.1674 | 3.3231 | 45.0873
5751 | 11.38 | 4.1951 | 2.5384 | 43.2263
5752 | 13.74 | 3.0895 | 1.5611 | 37.6504
5753 | 14.86 | 1.7123 | 0.68551 | 20.9712
5754 | 13.88 | 0.45541 | 0.073895 | 3.275
5755 | 13.85 | 0.035198 | 0 | 0
5756 | 12.09 | 0 | 0 | 0
5757 | 11.98 | 0 | 0 | 0
5758 | 11.79 | 0 | 0 | 0
5759 | 11.78 | 0 | 0 | 0
5760 | 12.27 | 0 | 0 | 0
5761 | 10.97 | 0 | 0 | 0
5762 | 9.1 | 0 | 0 | 0
5763 | 11.42 | 0 | 0 | 0
5764 | 10.78 | 0 | 0 | 0
5765 | 8.96 | 0 | 0 | 0
5766 | 7.17 | 0.0175 | 0 | 0.20897
5767 | 5.88 | 0.37341 | 0.028971 | 8.0676
5768 | 3.67 | 1.7867 | 0.34431 | 26.4272
5769 | 6.38 | 3.4684 | 1.3415 | 38.4595
5770 | 4.35 | 4.8485 | 2.726 | 44.3712
5771 | 7.22 | 5.566 | 3.3718 | 47.9379
5772 | 9.74 | 5.5605 | 3.6749 | 48.0089
5773 | 9.89 | 5.4567 | 3.631 | 47.7301
5774 | 9.15 | 5.1674 | 3.3231 | 45.0873
5775 | 11.38 | 4.1951 | 2.5384 | 43.2263
5776 | 13.74 | 3.0895 | 1.5611 | 37.6504
5777 | 14.86 | 1.7123 | 0.68551 | 20.9712
5778 | 13.88 | 0.45541 | 0.073895 | 3.275
5779 | 13.85 | 0.035198 | 0 | 0
5780 | 12.09 | 0 | 0 | 0
5781 | 11.98 | 0 | 0 | 0
5782 | 11.79 | 0 | 0 | 0
5783 | 11.78 | 0 | 0 | 0
5784 | 12.27 | 0 | 0 | 0
5785 | 10.97 | 0 | 0 | 0
5786 | 9.1 | 0 | 0 | 0
5787 | 11.42 | 0 | 0 | 0
5788 | 10.78 | 0 | 0 | 0
5789 | 8.96 | 0 | 0 | 0
5790 | 7.17 | 0.0175 | 0 | 0.20897
5791 | 5.88 | 0.37341 | 0.028971 | 8.0676
5792 | 3.67 | 1.7867 | 0.34431 | 26.4272
5793 | 6.38 | 3.4684 | 1.3415 | 38.4595
5794 | 4.35 | 4.8485 | 2.726 | 44.3712
5795 | 7.22 | 5.566 | 3.3718 | 47.9379
5796 | 9.74 | 5.5605 | 3.6749 | 48.0089
5797 | 9.89 | 5.4567 | 3.631 | 47.7301
5798 | 9.15 | 5.1674 | 3.3231 | 45.0873
5799 | 11.38 | 4.1951 | 2.5384 | 43.2263
5800 | 13.74 | 3.0895 | 1.5611 | 37.6504
5801 | 14.86 | 1.7123 | 0.68551 | 20.9712
5802 | 13.88 | 0.45541 | 0.073895 | 3.275
5803 | 13.85 | 0.035198 | 0 | 0
5804 | 12.09 | 0 | 0 | 0
5805 | 11.98 | 0 | 0 | 0
5806 | 11.79 | 0 | 0 | 0
5807 | 11.78 | 0 | 0 | 0
5808 | 12.27 | 0 | 0 | 0
5809 | 10.97 | 0 | 0 | 0
5810 | 9.1 | 0 | 0 | 0
5811 | 11.42 | 0 | 0 | 0
5812 | 10.78 | 0 | 0 | 0
5813 | 8.96 | 0 | 0 | 0
5814 | 7.17 | 0.0175 | 0 | 0.20897
5815 | 5.88 | 0.37341 | 0.028971 | 8.0676
5816 | 3.67 | 1.7867 | 0.34431 | 26.4272
5817 | 6.38 | 3.4684 | 1.3415 | 38.4595
5818 | 4.35 | 4.8485 | 2.726 | 44.3712
5819 | 7.22 | 5.566 | 3.3718 | 47.9379
5820 | 9.74 | 5.5605 | 3.6749 | 48.0089
5821 | 9.89 | 5.4567 | 3.631 | 47.7301
5822 | 9.15 | 5.1674 | 3.3231 | 45.0873
5823 | 11.38 | 4.1951 | 2.5384 | 43.2263
5824 | 13.74 | 3.0895 | 1.5611 | 37.6504
5825 | 14.86 | 1.7123 | 0.68551 | 20.9712
5826 | 13.88 | 0.45541 | 0.073895 | 3.275
5827 | 13.85 | 0.035198 | 0 | 0
5828 | 12.09 | 0 | 0 | 0
5829 | 11.98 | 0 | 0 | 0
5830 | 11.79 | 0 | 0 | 0
5831 | 11.78 | 0 | 0 | 0
5832 | 12.27 | 0 | 0 | 0
5833 | 10.97 | 0 | 0 | 0
5834 | 9.1 | 0 | 0 | 0
5835 | 11.42 | 0 | 0 | 0
5836 | 10.78 | 0 | 0 | 0
5837 | 8.96 | 0 | 0 | 0
5838 | 7.17 | 0.0175 | 0 | 0.20897
5839 | 5.88 | 0.37341 | 0.028971 | 8.0676
5840 | 3.67 | 1.7867 | 0.34431 | 26.4272
5841 | 6.38 | 3.4684 | 1.3415 | 38.4595
5842 | 4.35 | 4.8485 | 2.726 | 44.3712
5843 | 7.22 | 5.566 | 3.3718 | 47.9379
5844 | 9.74 | 5.5605 | 3.6749 | 48.0089
5845 | 9.89 | 5.4567 | 3.631 | 47.7301
5846 | 9.15 | 5.1674 | 3.3231 | 45.0873
5847 | 11.38 | 4.1951 | 2.5384 | 43.2263
5848 | 13.74 | 3.0895 | 1.5611 | 37.6504
5849 | 14.86 | 1.7123 | 0.68551 | 20.9712
5850 | 13.88 | 0.45541 | 0.073895 | 3.275
5851 | 13.85 | 0.035198 | 0 | 0
5852 | 12.09 | 0 | 0 | 0
5853 | 11.98 | 0 | 0 | 0
5854 | 11.79 | 0 | 0 | 0
5855 | 11.78 | 0 | 0 | 0
5856 | 12.27 | 0 | 0 | 0
5857 | 10.97 | 0 | 0 | 0
5858 | 9.1 | 0 | 0 | 0
5859 | 11.42 | 0 | 0 | 0
5860 | 10.78 | 0 | 0 | 0
5861 | 8.96 | 0 | 0 | 0
5862 | 7.17 | 0.0175 | 0 | 0.20897
5863 | 5.88 | 0.37341 | 0.028971 | 8.0676
5864 | 3.67 | 1.7867 | 0.34431 | 26.4272
5865 | 6.38 | 3.4684 | 1.3415 | 38.4595
5866 | 4.35 | 4.8485 | 2.726 | 44.3712
5867 | 7.22 | 5.566 | 3.3718 | 47.9379
5868 | 9.74 | 5.5605 | 3.6749 | 48.0089
5869 | 9.89 | 5.4567 | 3.631 | 47.7301
5870 | 9.15 | 5.1674 | 3.3231 | 45.0873
5871 | 11.38 | 4.1951 | 2.5384 | 43.2263
5872 | 13.74 | 3.0895 | 1.5611 | 37.6504
5873 | 14.86 | 1.7123 | 0.68551 | 20.9712
5874 | 13.88 | 0.45541 | 0.073895 | 3.275
5875 | 13.85 | 0.035198 | 0 | 0
5876 | 12.09 | 0 | 0 | 0
5877 | 11.98 | 0 | 0 | 0
5878 | 11.79 | 0 | 0 | 0
5879 | 11.78 | 0 | 0 | 0
5880 | 12.27 | 0 | 0 | 0
5881 | 10.97 | 0 | 0 | 0
5882 | 9.1 | 0 | 0 | 0
5883 | 11.42 | 0 | 0 | 0
5884 | 10.78 | 0 | 0 | 0
5885 | 8.96 | 0 | 0 | 0
5886 | 7.17 | 0.0175 | 0 | 0.20897
5887 | 5.88 | 0.37341 | 0.028971 | 8.0676
5888 | 3.67 | 1.7867 | 0.34431 | 26.4272
5889 | 6.38 | 3.4684 | 1.3415 | 38.4595
5890 | 4.35 | 4.8485 | 2.726 | 44.3712
5891 | 7.22 | 5.566 | 3.3718 | 47.9379
5892 | 9.74 | 5.5605 | 3.6749 | 48.0089
5893 | 9.89 | 5.4567 | 3.631 | 47.7301
5894 | 9.15 | 5.1674 | 3.3231 | 45.0873
5895 | 11.38 | 4.1951 | 2.5384 | 43.2263
5896 | 13.74 | 3.0895 | 1.5611 | 37.6504
5897 | 14.86 | 1.7123 | 0.68551 | 20.9712
5898 | 13.88 | 0.45541 | 0.073895 | 3.275
5899 | 13.85 | 0.035198 | 0 | 0
5900 | 12.09 | 0 | 0 | 0
5901 | 11.98 | 0 | 0 | 0
5902 | 11.79 | 0 | 0 | 0
5903 | 11.78 | 0 | 0 | 0
5904 | 12.27 | 0 | 0 | 0
5905 | 10.97 | 0 | 0 | 0
5906 | 9.1 | 0 | 0 | 0
5907 | 11.42 | 0 | 0 | 0
5908 | 10.78 | 0 | 0 | 0
5909 | 8.96 | 0 | 0 | 0
5910 | 7.17 | 0.0175 | 0 | 0.20897
5911 | 5.88 | 0.37341 | 0.028971 | 8.0676
5912 | 3.67 | 1.7867 | 0.34431 | 26.4272
5913 | 6.38 | 3.4684 | 1.3415 | 38.4595
5914 | 4.35 | 4.8485 | 2.726 | 44.3712
5915 | 7.22 | 5.566 | 3.3718 | 47.9379
5916 | 9.74 | 5.5605 | 3.6749 | 48.0089
5917 | 9.89 | 5.4567 | 3.631 | 47.7301
5918 | 9.15 | 5.1674 | 3.3231 | 45.0873
5919 | 11.38 | 4.1951 | 2.5384 | 43.2263
5920 | 13.74 | 3.0895 | 1.5611 | 37.6504
5921 | 14.86 | 1.7123 | 0.68551 | 20.9712
5922 | 13.88 | 0.45541 | 0.073895 | 3.275
5923 | 13.85 | 0.035198 | 0 | 0
5924 | 12.09 | 0 | 0 | 0
5925 | 11.98 | 0 | 0 | 0
5926 | 11.79 | 0 | 0 | 0
5927 | 11.78 | 0 | 0 | 0
5928 | 12.27 | 0 | 0 | 0
5929 | 10.97 | 0 | 0 | 0
5930 | 9.1 | 0 | 0 | 0
5931 | 11.42 | 0 | 0 | 0
5932 | 10.78 | 0 | 0 | 0
5933 | 8.96 | 0 | 0 | 0
5934 | 7.17 | 0.0175 | 0 | 0.20897
5935 | 5.88 | 0.37341 | 0.028971 | 8.0676
5936 | 3.67 | 1.7867 | 0.34431 | 26.4272
5937 | 6.38 | 3.4684 | 1.3415 | 38.4595
5938 | 4.35 | 4.8485 | 2.726 | 44.3712
5939 | 7.22 | 5.566 | 3.3718 | 47.9379
5940 | 9.74 | 5.5605 | 3.6749 | 48.0089
5941 | 9.89 | 5.4567 | 3.631 | 47.7301
5942 | 9.15 | 5.1674 | 3.3231 | 45.0873
5943 | 11.38 | 4.1951 | 2.5384 | 43.2263
5944 | 13.74 | 3.0895 | 1.5611 | 37.6504
5945 | 14.86 | 1.7123 | 0.68551 | 20.9712
5946 | 13.88 | 0.45541 | 0.073895 | 3.275
5947 | 13.85 | 0.035198 | 0 | 0
5948 | 12.09 | 0 | 0 | 0
5949 | 11.98 | 0 | 0 | 0
5950 | 11.79 | 0 | 0 | 0
5951 | 11.78 | 0 | 0 | 0
5952 | 12.27 | 0 | 0 | 0
5953 | 10.97 | 0 | 0 | 0
5954 | 9.1 | 0 | 0 | 0
5955 | 11.42 | 0 | 0 | 0
5956 | 10.78 | 0 | 0 | 0
5957 | 8.96 | 0 | 0 | 0
5958 | 7.17 | 0.0175 | 0 | 0.20897
5959 | 5.88 | 0.37341 | 0.028971 | 8.0676
5960 | 3.67 | 1.7867 | 0.34431 | 26.4272
5961 | 6.38 | 3.4684 | 1.3415 | 38.4595
5962 | 4.35 | 4.8485 | 2.726 | 44.3712
5963 | 7.22 | 5.566 | 3.3718 | 47.9379
5964 | 9.74 | 5.5605 | 3.6749 | 48.0089
5965 | 9.89 | 5.4567 | 3.631 | 47.7301
5966 | 9.15 | 5.1674 | 3.3231 | 45.0873
5967 | 11.38 | 4.1951 | 2.5384 | 43.2263
5968 | 13.74 | 3.0895 | 1.5611 | 37.6504
5969 | 14.86 | 1.7123 | 0.68551 | 20.9712
5970 | 13.88 | 0.45541 | 0.073895 | 3.275
5971 | 13.85 | 0.035198 | 0 | 0
5972 | 12.09 | 0 | 0 | 0
5973 | 11.98 | 0 | 0 | 0
5974 | 11.79 | 0 | 0 | 0
5975 | 11.78 | 0 | 0 | 0
5976 | 12.27 | 0 | 0 | 0
5977 | 10.97 | 0 | 0 | 0
5978 | 9.1 | 0 | 0 | 0
5979 | 11.42 | 0 | 0 | 0
5980 | 10.78 | 0 | 0 | 0
5981 | 8.96 | 0 | 0 | 0
5982 | 7.17 | 0.0175 | 0 | 0.20897
5983 | 5.88 | 0.37341 | 0.028971 | 8.0676
5984 | 3.67 | 1.7867 | 0.34431 | 26.4272
5985 | 6.38 | 3.4684 | 1.3415 | 38.4595
5986 | 4.35 | 4.8485 | 2.726 | 44.3712
5987 | 7.22 | 5.566 | 3.3718 | 47.9379
5988 | 9.74 | 5.5605 | 3.6749 | 48.0089
5989 | 9.89 | 5.4567 | 3.631 | 47.7301
5990 | 9.15 | 5.1674 | 3.3231 | 45.0873
5991 | 11.38 | 4.1951 | 2.5384 | 43.2263
5992 | 13.74 | 3.0895 | 1.5611 | 37.6504
5993 | 14.86 | 1.7123 | 0.68551 | 20.9712
5994 | 13.88 | 0.45541 | 0.073895 | 3.275
5995 | 13.85 | 0.035198 | 0 | 0
5996 | 12.09 | 0 | 0 | 0
5997 | 11.98 | 0 | 0 | 0
5998 | 11.79 | 0 | 0 | 0
5999 | 11.78 | 0 | 0 | 0
6000 | 12.27 | 0 | 0 | 0
6001 | 10.97 | 0 | 0 | 0
6002 | 9.1 | 0 | 0 | 0
6003 | 11.42 | 0 | 0 | 0
6004 | 10.78 | 0 | 0 | 0
6005 | 8.96 | 0 | 0 | 0
6006 | 7.17 | 0.0175 | 0 | 0.20897
6007 | 5.88 | 0.37341 | 0.028971 | 8.0676
6008 | 3.67 | 1.7867 | 0.34431 | 26.4272
6009 | 6.38 | 3.4684 | 1.3415 | 38.4595
6010 | 4.35 | 4.8485 | 2.726 | 44.3712
6011 | 7.22 | 5.566 | 3.3718 | 47.9379
6012 | 9.74 | 5.5605 | 3.6749 | 48.0089
6013 | 9.89 | 5.4567 | 3.631 | 47.7301
6014 | 9.15 | 5.1674 | 3.3231 | 45.0873
6015 | 11.38 | 4.1951 | 2.5384 | 43.2263
6016 | 13.74 | 3.0895 | 1.5611 | 37.6504
6017 | 14.86 | 1.7123 | 0.68551 | 20.9712
6018 | 13.88 | 0.45541 | 0.073895 | 3.275
6019 | 13.85 | 0.035198 | 0 | 0
6020 | 12.09 | 0 | 0 | 0
6021 | 11.98 | 0 | 0 | 0
6022 | 11.79 | 0 | 0 | 0
6023 | 11.78 | 0 | 0 | 0
6024 | 12.27 | 0 | 0 | 0
6025 | 10.97 | 0 | 0 | 0
6026 | 9.1 | 0 | 0 | 0
6027 | 11.42 | 0 | 0 | 0
6028 | 10.78 | 0 | 0 | 0
6029 | 8.96 | 0 | 0 | 0
6030 | 7.17 | 0.0175 | 0 | 0.20897
6031 | 5.88 | 0.37341 | 0.028971 | 8.0676
6032 | 3.67 | 1.7867 | 0.34431 | 26.4272
6033 | 6.38 | 3.4684 | 1.3415 | 38.4595
6034 | 4.35 | 4.8485 | 2.726 | 44.3712
6035 | 7.22 | 5.566 | 3.3718 | 47.9379
6036 | 9.74 | 5.5605 | 3.6749 | 48.0089
6037 | 9.89 | 5.4567 | 3.631 | 47.7301
6038 | 9.15 | 5.1674 | 3.3231 | 45.0873
6039 | 11.38 | 4.1951 | 2.5384 | 43.2263
6040 | 13.74 | 3.0895 | 1.5611 | 37.6504
6041 | 14.86 | 1.7123 | 0.68551 | 20.9712
6042 | 13.88 | 0.45541 | 0.073895 | 3.275
6043 | 13.85 | 0.035198 | 0 | 0
6044 | 12.09 | 0 | 0 | 0
6045 | 11.98 | 0 | 0 | 0
6046 | 11.79 | 0 | 0 | 0
6047 | 11.78 | 0 | 0 | 0
6048 | 12.27 | 0 | 0 | 0
6049 | 10.97 | 0 | 0 | 0
6050 | 9.1 | 0 | 0 | 0
6051 | 11.42 | 0 | 0 | 0
6052 | 10.78 | 0 | 0 | 0
6053 | 8.96 | 0 | 0 | 0
6054 | 7.17 | 0.0175 | 0 | 0.20897
6055 | 5.88 | 0.37341 | 0.028971 | 8.0676
6056 | 3.67 | 1.7867 | 0.34431 | 26.4272
6057 | 6.38 | 3.4684 | 1.3415 | 38.4595
6058 | 4.35 | 4.8485 | 2.726 | 44.3712
6059 | 7.22 | 5.566 | 3.3718 | 47.9379
6060 | 9.74 | 5.5605 | 3.6749 | 48.0089
6061 | 9.89 | 5.4567 | 3.631 | 47.7301
6062 | 9.15 | 5.1674 | 3.3231 | 45.0873
6063 | 11.38 | 4.1951 | 2.5384 | 43.2263
6064 | 13.74 | 3.0895 | 1.5611 | 37.6504
6065 | 14.86 | 1.7123 | 0.68551 | 20.9712
6066 | 13.88 | 0.45541 | 0.073895 | 3.275
6067 | 13.85 | 0.035198 | 0 | 0
6068 | 12.09 | 0 | 0 | 0
6069 | 11.98 | 0 | 0 | 0
6070 | 11.79 | 0 | 0 | 0
6071 | 11.78 | 0 | 0 | 0
6072 | 12.27 | 0 | 0 | 0
6073 | 10.97 | 0 | 0 | 0
6074 | 9.1 | 0 | 0 | 0
6075 | 11.42 | 0 | 0 | 0
6076 | 10.78 | 0 | 0 | 0
6077 | 8.96 | 0 | 0 | 0
6078 | 7.17 | 0.0175 | 0 | 0.20897
6079 | 5.88 | 0.37341 | 0.028971 | 8.0676
6080 | 3.67 | 1.7867 | 0.34431 | 26.4272
6081 | 6.38 | 3.4684 | 1.3415 | 38.4595
6082 | 4.35 | 4.8485 | 2.726 | 44.3712
6083 | 7.22 | 5.566 | 3.3718 | 47.9379
6084 | 9.74 | 5.5605 | 3.6749 | 48.0089
6085 | 9.89 | 5.4567 | 3.631 | 47.7301
6086 | 9.15 | 5.1674 | 3.3231 | 45.0873
6087 | 11.38 | 4.1951 | 2.5384 | 43.2263
6088 | 13.74 | 3.0895 | 1.5611 | 37.6504
6089 | 14.86 | 1.7123 | 0.68551 | 20.9712
6090 | 13.88 | 0.45541 | 0.073895 | 3.275
6091 | 13.85 | 0.035198 | 0 | 0
6092 | 12.09 | 0 | 0 | 0
6093 | 11.98 | 0 | 0 | 0
6094 | 11.79 | 0 | 0 | 0
6095 | 11.78 | 0 | 0 | 0
6096 | 12.27 | 0 | 0 | 0
6097 | 10.97 | 0 | 0 | 0
6098 | 9.1 | 0 | 0 | 0
6099 | 11.42 | 0 | 0 | 0
6100 | 10.78 | 0 | 0 | 0
6101 | 8.96 | 0 | 0 | 0
6102 | 7.17 | 0.0175 | 0 | 0.20897
6103 | 5.88 | 0.37341 | 0.028971 | 8.0676
6104 | 3.67 | 1.7867 | 0.34431 | 26.4272
6105 | 6.38 | 3.4684 | 1.3415 | 38.4595
6106 | 4.35 | 4.8485 | 2.726 | 44.3712
6107 | 7.22 | 5.566 | 3.3718 | 47.9379
6108 | 9.74 | 5.5605 | 3.6749 | 48.0089
6109 | 9.89 | 5.4567 | 3.631 | 47.7301
6110 | 9.15 | 5.1674 | 3.3231 | 45.0873
6111 | 11.38 | 4.1951 | 2.5384 | 43.2263
6112 | 13.74 | 3.0895 | 1.5611 | 37.6504
6113 | 14.86 | 1.7123 | 0.68551 | 20.9712
6114 | 13.88 | 0.45541 | 0.073895 | 3.275
6115 | 13.85 | 0.035198 | 0 | 0
6116 | 12.09 | 0 | 0 | 0
6117 | 11.98 | 0 | 0 | 0
6118 | 11.79 | 0 | 0 | 0
6119 | 11.78 | 0 | 0 | 0
6120 | 12.27 | 0 | 0 | 0
6121 | 10.97 | 0 | 0 | 0
6122 | 9.1 | 0 | 0 | 0
6123 | 11.42 | 0 | 0 | 0
6124 | 10.78 | 0 | 0 | 0
6125 | 8.96 | 0 | 0 | 0
6126 | 7.17 | 0.0175 | 0 | 0.20897
6127 | 5.88 | 0.37341 | 0.028971 | 8.0676
6128 | 3.67 | 1.7867 | 0.34431 | 26.4272
6129 | 6.38 | 3.4684 | 1.3415 | 38.4595
6130 | 4.35 | 4.8485 | 2.726 | 44.3712
6131 | 7.22 | 5.566 | 3.3718 | 47.9379
6132 | 9.74 | 5.5605 | 3.6749 | 48.0089
6133 | 9.89 | 5.4567 | 3.631 | 47.7301
6134 | 9.15 | 5.1674 | 3.3231 | 45.0873
6135 | 11.38 | 4.1951 | 2.5384 | 43.2263
6136 | 13.74 | 3.0895 | 1.5611 | 37.6504
6137 | 14.86 | 1.7123 | 0.68551 | 20.9712
6138 | 13.88 | 0.45541 | 0.073895 | 3.275
6139 | 13.85 | 0.035198 | 0 | 0
6140 | 12.09 | 0 | 0 | 0
6141 | 11.98 | 0 | 0 | 0
6142 | 11.79 | 0 | 0 | 0
6143 | 11.78 | 0 | 0 | 0
6144 | 12.27 | 0 | 0 | 0
6145 | 10.97 | 0 | 0 | 0
6146 | 9.1 | 0 | 0 | 0
6147 | 11.42 | 0 | 0 | 0
6148 | 10.78 | 0 | 0 | 0
6149 | 8.96 | 0 | 0 | 0
6150 | 7.17 | 0.0175 | 0 | 0.20897
6151 | 5.88 | 0.37341 | 0.028971 | 8.0676
6152 | 3.67 | 1.7867 | 0.34431 | 26.4272
6153 | 6.38 | 3.4684 | 1.3415 | 38.4595
6154 | 4.35 | 4.8485 | 2.726 | 44.3712
6155 | 7.22 | 5.566 | 3.3718 | 47.9379
6156 | 9.74 | 5.5605 | 3.6749 | 48.0089
6157 | 9.89 | 5.4567 | 3.631 | 47.7301
6158 | 9.15 | 5.1674 | 3.3231 | 45.0873
6159 | 11.38 | 4.1951 | 2.5384 | 43.2263
6160 | 13.74 | 3.0895 | 1.5611 | 37.6504
6161 | 14.86 | 1.7123 | 0.68551 | 20.9712
6162 | 13.88 | 0.45541 | 0.073895 | 3.275
6163 | 13.85 | 0.035198 | 0 | 0
6164 | 12.09 | 0 | 0 | 0
6165 | 11.98 | 0 | 0 | 0
6166 | 11.79 | 0 | 0 | 0
6167 | 11.78 | 0 | 0 | 0
6168 | 12.27 | 0 | 0 | 0
6169 | 10.97 | 0 | 0 | 0
6170 | 9.1 | 0 | 0 | 0
6171 | 11.42 | 0 | 0 | 0
6172 | 10.78 | 0 | 0 | 0
6173 | 8.96 | 0 | 0 | 0
6174 | 7.17 | 0.0175 | 0 | 0.20897
6175 | 5.88 | 0.37341 | 0.028971 | 8.0676
6176 | 3.67 | 1.7867 | 0.34431 | 26.4272
6177 | 6.38 | 3.4684 | 1.3415 | 38.4595
6178 | 4.35 | 4.8485 | 2.726 | 44.3712
6179 | 7.22 | 5.566 | 3.3718 | 47.9379
6180 | 9.74 | 5.5605 | 3.6749 | 48.0089
6181 | 9.89 | 5.4567 | 3.631 | 47.7301
6182 | 9.15 | 5.1674 | 3.3231 | 45.0873
6183 | 11.38 | 4.1951 | 2.5384 | 43.2263
6184 | 13.74 | 3.0895 | 1.5611 | 37.6504
6185 | 14.86 | 1.7123 | 0.68551 | 20.9712
6186 | 13.88 | 0.45541 | 0.073895 | 3.275
6187 | 13.85 | 0.035198 | 0 | 0
6188 | 12.09 | 0 | 0 | 0
6189 | 11.98 | 0 | 0 | 0
6190 | 11.79 | 0 | 0 | 0
6191 | 11.78 | 0 | 0 | 0
6192 | 12.27 | 0 | 0 | 0
6193 | 10.97 | 0 | 0 | 0
6194 | 9.1 | 0 | 0 | 0
6195 | 11.42 | 0 | 0 | 0
6196 | 10.78 | 0 | 0 | 0
6197 | 8.96 | 0 | 0 | 0
6198 | 7.17 | 0.0175 | 0 | 0.20897
6199 | 5.88 | 0.37341 | 0.028971 | 8.0676
6200 | 3.67 | 1.7867 | 0.34431 | 26.4272
6201 | 6.38 | 3.4684 | 1.3415 | 38.4595
6202 | 4.35 | 4.8485 | 2.726 | 44.3712
6203 | 7.22 | 5.566 | 3.3718 | 47.9379
6204 | 9.74 | 5.5605 | 3.6749 | 48.0089
6205 | 9.89 | 5.4567 | 3.631 | 47.7301
6206 | 9.15 | 5.1674 | 3.3231 | 45.0873
6207 | 11.38 | 4.1951 | 2.5384 | 43.2263
6208 | 13.74 | 3.0895 | 1.5611 | 37.6504
6209 | 14.86 | 1.7123 | 0.68551 | 20.9712
6210 | 13.88 | 0.45541 | 0.073895 | 3.275
6211 | 13.85 | 0.035198 | 0 | 0
6212 | 12.09 | 0 | 0 | 0
6213 | 11.98 | 0 | 0 | 0
6214 | 11.79 | 0 | 0 | 0
6215 | 11.78 | 0 | 0 | 0
6216 | 12.27 | 0 | 0 | 0
6217 | 10.97 | 0 | 0 | 0
6218 | 9.1 | 0 | 0 | 0
6219 | 11.42 | 0 | 0 | 0
6220 | 10.78 | 0 | 0 | 0
6221 | 8.96 | 0 | 0 | 0
6222 | 7.17 | 0.0175 | 0 | 0.20897
6223 | 5.88 | 0.37341 | 0.028971 | 8.0676
6224 | 3.67 | 1.7867 | 0.34431 | 26.4272
6225 | 6.38 | 3.4684 | 1.3415 | 38.4595
6226 | 4.35 | 4.8485 | 2.726 | 44.3712
6227 | 7.22 | 5.566 | 3.3718 | 47.9379
6228 | 9.74 | 5.5605 | 3.6749 | 48.0089
6229 | 9.89 | 5.4567 | 3.631 | 47.7301
6230 | 9.15 | 5.1674 | 3.3231 | 45.0873
6231 | 11.38 | 4.1951 | 2.5384 | 43.2263
6232 | 13.74 | 3.0895 | 1.5611 | 37.6504
6233 | 14.86 | 1.7123 | 0.68551 | 20.9712
6234 | 13.88 | 0.45541 | 0.073895 | 3.275
6235 | 13.85 | 0.035198 | 0 | 0
6236 | 12.09 | 0 | 0 | 0
6237 | 11.98 | 0 | 0 | 0
6238 | 11.79 | 0 | 0 | 0
6239 | 11.78 | 0 | 0 | 0
6240 | 12.27 | 0 | 0 | 0
6241 | 10.97 | 0 | 0 | 0
6242 | 9.1 | 0 | 0 | 0
6243 | 11.42 | 0 | 0 | 0
6244 | 10.78 | 0 | 0 | 0
6245 | 8.96 | 0 | 0 | 0
6246 | 7.17 | 0.0175 | 0 | 0.20897
6247 | 5.88 | 0.37341 | 0.028971 | 8.0676
6248 | 3.67 | 1.7867 | 0.34431 | 26.4272
6249 | 6.38 | 3.4684 | 1.3415 | 38.4595
6250 | 4.35 | 4.8485 | 2.726 | 44.3712
6251 | 7.22 | 5.566 | 3.3718 | 47.9379
6252 | 9.74 | 5.5605 | 3.6749 | 48.0089
6253 | 9.89 | 5.4567 | 3.631 | 47.7301
6254 | 9.15 | 5.1674 | 3.3231 | 45.0873
6255 | 11.38 | 4.1951 | 2.5384 | 43.2263
6256 | 13.74 | 3.0895 | 1.5611 | 37.6504
6257 | 14.86 | 1.7123 | 0.68551 | 20.9712
6258 | 13.88 | 0.45541 | 0.073895 | 3.275
6259 | 13.85 | 0.035198 | 0 | 0
6260 | 12.09 | 0 | 0 | 0
6261 | 11.98 | 0 | 0 | 0
6262 | 11.79 | 0 | 0 | 0
6263 | 11.78 | 0 | 0 | 0
6264 | 12.27 | 0 | 0 | 0
6265 | 10.97 | 0 | 0 | 0
6266 | 9.1 | 0 | 0 | 0
6267 | 11.42 | 0 | 0 | 0
6268 | 10.78 | 0 | 0 | 0
6269 | 8.96 | 0 | 0 | 0
6270 | 7.17 | 0.0175 | 0 | 0.20897
6271 | 5.88 | 0.37341 | 0.028971 | 8.0676
6272 | 3.67 | 1.7867 | 0.34431 | 26.4272
6273 | 6.38 | 3.4684 | 1.3415 | 38.4595
6274 | 4.35 | 4.8485 | 2.726 | 44.3712
6275 | 7.22 | 5.566 | 3.3718 | 47.9379
6276 | 9.74 | 5.5605 | 3.6749 | 48.0089
6277 | 9.89 | 5.4567 | 3.631 | 47.7301
6278 | 9.15 | 5.1674 | 3.3231 | 45.0873
6279 | 11.38 | 4.1951 | 2.5384 | 43.2263
6280 | 13.74 | 3.0895 | 1.5611 | 37.6504
6281 | 14.86 | 1.7123 | 0.68551 | 20.9712
6282 | 13.88 | 0.45541 | 0.073895 | 3.275
6283 | 13.85 | 0.035198 | 0 | 0
6284 | 12.09 | 0 | 0 | 0
6285 | 11.98 | 0 | 0 | 0
6286 | 11.79 | 0 | 0 | 0
6287 | 11.78 | 0 | 0 | 0
6288 | 12.27 | 0 | 0 | 0
6289 | 10.97 | 0 | 0 | 0
6290 | 9.1 | 0 | 0 | 0
6291 | 11.42 | 0 | 0 | 0
6292 | 10.78 | 0 | 0 | 0
6293 | 8.96 | 0 | 0 | 0
6294 | 7.17 | 0.0175 | 0 | 0.20897
6295 | 5.88 | 0.37341 | 0.028971 | 8.0676
6296 | 3.67 | 1.7867 | 0.34431 | 26.4272
6297 | 6.38 | 3.4684 | 1.3415 | 38.4595
6298 | 4.35 | 4.8485 | 2.726 | 44.3712
6299 | 7.22 | 5.566 | 3.3718 | 47.9379
6300 | 9.74 | 5.5605 | 3.6749 | 48.0089
6301 | 9.89 | 5.4567 | 3.631 | 47.7301
6302 | 9.15 | 5.1674 | 3.3231 | 45.0873
6303 | 11.38 | 4.1951 | 2.5384 | 43.2263
6304 | 13.74 | 3.0895 | 1.5611 | 37.6504
6305 | 14.86 | 1.7123 | 0.68551 | 20.9712
6306 | 13.88 | 0.45541 | 0.073895 | 3.275
6307 | 13.85 | 0.035198 | 0 | 0
6308 | 12.09 | 0 | 0 | 0
6309 | 11.98 | 0 | 0 | 0
6310 | 11.79 | 0 | 0 | 0
6311 | 11.78 | 0 | 0 | 0
6312 | 12.27 | 0 | 0 | 0
6313 | 10.97 | 0 | 0 | 0
6314 | 9.1 | 0 | 0 | 0
6315 | 11.42 | 0 | 0 | 0
6316 | 10.78 | 0 | 0 | 0
6317 | 8.96 | 0 | 0 | 0
6318 | 7.17 | 0.0175 | 0 | 0.20897
6319 | 5.88 | 0.37341 | 0.028971 | 8.0676
6320 | 3.67 | 1.7867 | 0.34431 | 26.4272
6321 | 6.38 | 3.4684 | 1.3415 | 38.4595
6322 | 4.35 | 4.8485 | 2.726 | 44.3712
6323 | 7.22 | 5.566 | 3.3718 | 47.9379
6324 | 9.74 | 5.5605 | 3.6749 | 48.0089
6325 | 9.89 | 5.4567 | 3.631 | 47.7301
6326 | 9.15 | 5.1674 | 3.3231 | 45.0873
6327 | 11.38 | 4.1951 | 2.5384 | 43.2263
6328 | 13.74 | 3.0895 | 1.5611 | 37.6504
6329 | 14.86 | 1.7123 | 0.68551 | 20.9712
6330 | 13.88 | 0.45541 | 0.073895 | 3.275
6331 | 13.85 | 0.035198 | 0 | 0
6332 | 12.09 | 0 | 0 | 0
6333 | 11.98 | 0 | 0 | 0
6334 | 11.79 | 0 | 0 | 0
6335 | 11.78 | 0 | 0 | 0
6336 | 12.27 | 0 | 0 | 0
6337 | 10.97 | 0 | 0 | 0
6338 | 9.1 | 0 | 0 | 0
6339 | 11.42 | 0 | 0 | 0
6340 | 10.78 | 0 | 0 | 0
6341 | 8.96 | 0 | 0 | 0
6342 | 7.17 | 0.0175 | 0 | 0.20897
6343 | 5.88 | 0.37341 | 0.028971 | 8.0676
6344 | 3.67 | 1.7867 | 0.34431 | 26.4272
6345 | 6.38 | 3.4684 | 1.3415 | 38.4595
6346 | 4.35 | 4.8485 | 2.726 | 44.3712
6347 | 7.22 | 5.566 | 3.3718 | 47.9379
6348 | 9.74 | 5.5605 | 3.6749 | 48.0089
6349 | 9.89 | 5.4567 | 3.631 | 47.7301
6350 | 9.15 | 5.1674 | 3.3231 | 45.0873
6351 | 11.38 | 4.1951 | 2.5384 | 43.2263
6352 | 13.74 | 3.0895 | 1.5611 | 37.6504
6353 | 14.86 | 1.7123 | 0.68551 | 20.9712
6354 | 13.88 | 0.45541 | 0.073895 | 3.275
6355 | 13.85 | 0.035198 | 0 | 0
6356 | 12.09 | 0 | 0 | 0
6357 | 11.98 | 0 | 0 | 0
6358 | 11.79 | 0 | 0 | 0
6359 | 11.78 | 0 | 0 | 0
6360 | 12.27 | 0 | 0 | 0
6361 | 10.97 | 0 | 0 | 0
6362 | 9.1 | 0 | 0 | 0
6363 | 11.42 | 0 | 0 | 0
6364 | 10.78 | 0 | 0 | 0
6365 | 8.96 | 0 | 0 | 0
6366 | 7.17 | 0.0175 | 0 | 0.20897
6367 | 5.88 | 0.37341 | 0.028971 | 8.0676
6368 | 3.67 | 1.7867 | 0.34431 | 26.4272
6369 | 6.38 | 3.4684 | 1.3415 | 38.4595
6370 | 4.35 | 4.8485 | 2.726 | 44.3712
6371 | 7.22 | 5.566 | 3.3718 | 47.9379
6372 | 9.74 | 5.5605 | 3.6749 | 48.0089
6373 | 9.89 | 5.4567 | 3.631 | 47.7301
6374 | 9.15 | 5.1674 | 3.3231 | 45.0873
6375 | 11.38 | 4.1951 | 2.5384 | 43.2263
6376 | 13.74 | 3.0895 | 1.5611 | 37.6504
6377 | 14.86 | 1.7123 | 0.68551 | 20.9712
6378 | 13.88 | 0.45541 | 0.073895 | 3.275
6379 | 13.85 | 0.035198 | 0 | 0
6380 | 12.09 | 0 | 0 | 0
6381 | 11.98 | 0 | 0 | 0
6382 | 11.79 | 0 | 0 | 0
6383 | 11.78 | 0 | 0 | 0
6384 | 12.27 | 0 | 0 | 0
6385 | 10.97 | 0 | 0 | 0
6386 | 9.1 | 0 | 0 | 0
6387 | 11.42 | 0 | 0 | 0
6388 | 10.78 | 0 | 0 | 0
6389 | 8.96 | 0 | 0 | 0
6390 | 7.17 | 0.0175 | 0 | 0.20897
6391 | 5.88 | 0.37341 | 0.028971 | 8.0676
6392 | 3.67 | 1.7867 | 0.34431 | 26.4272
6393 | 6.38 | 3.4684 | 1.3415 | 38.4595
6394 | 4.35 | 4.8485 | 2.726 | 44.3712
6395 | 7.22 | 5.566 | 3.3718 | 47.9379
6396 | 9.74 | 5.5605 | 3.6749 | 48.0089
6397 | 9.89 | 5.4567 | 3.631 | 47.7301
6398 | 9.15 | 5.1674 | 3.3231 | 45.0873
6399 | 11.38 | 4.1951 | 2.5384 | 43.2263
6400 | 13.74 | 3.0895 | 1.5611 | 37.6504
6401 | 14.86 | 1.7123 | 0.68551 | 20.9712
6402 | 13.88 | 0.45541 | 0.073895 | 3.275
6403 | 13.85 | 0.035198 | 0 | 0
6404 | 12.09 | 0 | 0 | 0
6405 | 11.98 | 0 | 0 | 0
6406 | 11.79 | 0 | 0 | 0
6407 | 11.78 | 0 | 0 | 0
6408 | 12.27 | 0 | 0 | 0
6409 | 10.97 | 0 | 0 | 0
6410 | 9.1 | 0 | 0 | 0
6411 | 11.42 | 0 | 0 | 0
6412 | 10.78 | 0 | 0 | 0
6413 | 8.96 | 0 | 0 | 0
6414 | 7.17 | 0.0175 | 0 | 0.20897
6415 | 5.88 | 0.37341 | 0.028971 | 8.0676
6416 | 3.67 | 1.7867 | 0.34431 | 26.4272
6417 | 6.38 | 3.4684 | 1.3415 | 38.4595
6418 | 4.35 | 4.8485 | 2.726 | 44.3712
6419 | 7.22 | 5.566 | 3.3718 | 47.9379
6420 | 9.74 | 5.5605 | 3.6749 | 48.0089
6421 | 9.89 | 5.4567 | 3.631 | 47.7301
6422 | 9.15 | 5.1674 | 3.3231 | 45.0873
6423 | 11.38 | 4.1951 | 2.5384 | 43.2263
6424 | 13.74 | 3.0895 | 1.5611 | 37.6504
6425 | 14.86 | 1.7123 | 0.68551 | 20.9712
6426 | 13.88 | 0.45541 | 0.073895 | 3.275
6427 | 13.85 | 0.035198 | 0 | 0
6428 | 12.09 | 0 | 0 | 0
6429 | 11.98 | 0 | 0 | 0
6430 | 11.79 | 0 | 0 | 0
6431 | 11.78 | 0 | 0 | 0
6432 | 12.27 | 0 | 0 | 0
6433 | 10.97 | 0 | 0 | 0
6434 | 9.1 | 0 | 0 | 0
6435 | 11.42 | 0 | 0 | 0
6436 | 10.78 | 0 | 0 | 0
6437 | 8.96 | 0 | 0 | 0
6438 | 7.17 | 0.0175 | 0 | 0.20897
6439 | 5.88 | 0.37341 | 0.028971 | 8.0676
6440 | 3.67 | 1.7867 | 0.34431 | 26.4272
6441 | 6.38 | 3.4684 | 1.3415 | 38.4595
6442 | 4.35 | 4.8485 | 2.726 | 44.3712
6443 | 7.22 | 5.566 | 3.3718 | 47.9379
6444 | 9.74 | 5.5605 | 3.6749 | 48.0089
6445 | 9.89 | 5.4567 | 3.631 | 47.7301
6446 | 9.15 | 5.1674 | 3.3231 | 45.0873
6447 | 11.38 | 4.1951 | 2.5384 | 43.2263
6448 | 13.74 | 3.0895 | 1.5611 | 37.6504
6449 | 14.86 | 1.7123 | 0.68551 | 20.9712
6450 | 13.88 | 0.45541 | 0.073895 | 3.275
6451 | 13.85 | 0.035198 | 0 | 0
6452 | 12.09 | 0 | 0 | 0
6453 | 11.98 | 0 | 0 | 0
6454 | 11.79 | 0 | 0 | 0
6455 | 11.78 | 0 | 0 | 0
6456 | 12.27 | 0 | 0 | 0
6457 | 10.97 | 0 | 0 | 0
6458 | 9.1 | 0 | 0 | 0
6459 | 11.42 | 0 | 0 | 0
6460 | 10.78 | 0 | 0 | 0
6461 | 8.96 | 0 | 0 | 0
6462 | 7.17 | 0.0175 | 0 | 0.20897
6463 | 5.88 | 0.37341 | 0.028971 | 8.0676
6464 | 3.67 | 1.7867 | 0.34431 | 26.4272
6465 | 6.38 | 3.4684 | 1.3415 | 38.4595
6466 | 4.35 | 4.8485 | 2.726 | 44.3712
6467 | 7.22 | 5.566 | 3.3718 | 47.9379
6468 | 9.74 | 5.5605 | 3.6749 | 48.0089
6469 | 9.89 | 5.4567 | 3.631 | 47.7301
6470 | 9.15 | 5.1674 | 3.3231 | 45.0873
6471 | 11.38 | 4.1951 | 2.5384 | 43.2263
6472 | 13.74 | 3.0895 | 1.5611 | 37.6504
6473 | 14.86 | 1.7123 | 0.68551 | 20.9712
6474 | 13.88 | 0.45541 | 0.073895 | 3.275
6475 | 13.85 | 0.035198 | 0 | 0
6476 | 12.09 | 0 | 0 | 0
6477 | 11.98 | 0 | 0 | 0
6478 | 11.79 | 0 | 0 | 0
6479 | 11.78 | 0 | 0 | 0
6480 | 12.27 | 0 | 0 | 0
6481 | 10.97 | 0 | 0 | 0
6482 | 9.1 | 0 | 0 | 0
6483 | 11.42 | 0 | 0 | 0
6484 | 10.78 | 0 | 0 | 0
6485 | 8.96 | 0 | 0 | 0
6486 | 7.17 | 0.0175 | 0 | 0.20897
6487 | 5.88 | 0.37341 | 0.028971 | 8.0676
6488 | 3.67 | 1.7867 | 0.34431 | 26.4272
6489 | 6.38 | 3.4684 | 1.3415 | 38.4595
6490 | 4.35 | 4.8485 | 2.726 | 44.3712
6491 | 7.22 | 5.566 | 3.3718 | 47.9379
6492 | 9.74 | 5.5605 | 3.6749 | 48.0089
6493 | 9.89 | 5.4567 | 3.631 | 47.7301
6494 | 9.15 | 5.1674 | 3.3231 | 45.0873
6495 | 11.38 | 4.1951 | 2.5384 | 43.2263
6496 | 13.74 | 3.0895 | 1.5611 | 37.6504
6497 | 14.86 | 1.7123 | 0.68551 | 20.9712
6498 | 13.88 | 0.45541 | 0.073895 | 3.275
6499 | 13.85 | 0.035198 | 0 | 0
6500 | 12.09 | 0 | 0 | 0
6501 | 11.98 | 0 | 0 | 0
6502 | 11.79 | 0 | 0 | 0
6503 | 11.78 | 0 | 0 | 0
6504 | 12.27 | 0 | 0 | 0
6505 | 10.97 | 0 | 0 | 0
6506 | 9.1 | 0 | 0 | 0
6507 | 11.42 | 0 | 0 | 0
6508 | 10.78 | 0 | 0 | 0
6509 | 8.96 | 0 | 0 | 0
6510 | 7.17 | 0.0175 | 0 | 0.20897
6511 | 5.88 | 0.37341 | 0.028971 | 8.0676
6512 | 3.67 | 1.7867 | 0.34431 | 26.4272
6513 | 6.38 | 3.4684 | 1.3415 | 38.4595
6514 | 4.35 | 4.8485 | 2.726 | 44.3712
6515 | 7.22 | 5.566 | 3.3718 | 47.9379
6516 | 9.74 | 5.5605 | 3.6749 | 48.0089
6517 | 9.89 | 5.4567 | 3.631 | 47.7301
6518 | 9.15 | 5.1674 | 3.3231 | 45.0873
6519 | 11.38 | 4.1951 | 2.5384 | 43.2263
6520 | 13.74 | 3.0895 | 1.5611 | 37.6504
6521 | 14.86 | 1.7123 | 0.68551 | 20.9712
6522 | 13.88 | 0.45541 | 0.073895 | 3.275
6523 | 13.85 | 0.035198 | 0 | 0
6524 | 12.09 | 0 | 0 | 0
6525 | 11.98 | 0 | 0 | 0
6526 | 11.79 | 0 | 0 | 0
6527 | 11.78 | 0 | 0 | 0
6528 | 12.27 | 0 | 0 | 0
6529 | 10.97 | 0 | 0 | 0
6530 | 9.1 | 0 | 0 | 0
6531 | 11.42 | 0 | 0 | 0
6532 | 10.78 | 0 | 0 | 0
6533 | 8.96 | 0 | 0 | 0
6534 | 7.17 | 0.0175 | 0 | 0.20897
6535 | 5.88 | 0.37341 | 0.028971 | 8.0676
6536 | 3.67 | 1.7867 | 0.34431 | 26.4272
6537 | 6.38 | 3.4684 | 1.3415 | 38.4595
6538 | 4.35 | 4.8485 | 2.726 | 44.3712
6539 | 7.22 | 5.566 | 3.3718 | 47.9379
6540 | 9.74 | 5.5605 | 3.6749 | 48.0089
6541 | 9.89 | 5.4567 | 3.631 | 47.7301
6542 | 9.15 | 5.1674 | 3.3231 | 45.0873
6543 | 11.38 | 4.1951 | 2.5384 | 43.2263
6544 | 13.74 | 3.0895 | 1.5611 | 37.6504
6545 | 14.86 | 1.7123 | 0.68551 | 20.9712
6546 | 13.88 | 0.45541 | 0.073895 | 3.275
6547 | 13.85 | 0.035198 | 0 | 0
6548 | 12.09 | 0 | 0 | 0
6549 | 11.98 | 0 | 0 | 0
6550 | 11.79 | 0 | 0 | 0
6551 | 11.78 | 0 | 0 | 0
6552 | 12.27 | 0 | 0 | 0
6553 | 10.97 | 0 | 0 | 0
6554 | 9.1 | 0 | 0 | 0
6555 | 11.42 | 0 | 0 | 0
6556 | 10.78 | 0 | 0 | 0
6557 | 8.96 | 0 | 0 | 0
6558 | 7.17 | 0.0175 | 0 | 0.20897
6559 | 5.88 | 0.37341 | 0.028971 | 8.0676
6560 | 3.67 | 1.7867 | 0.34431 | 26.4272
6561 | 6.38 | 3.4684 | 1.3415 | 38.4595
6562 | 4.35 | 4.8485 | 2.726 | 44.3712
6563 | 7.22 | 5.566 | 3.3718 | 47.9379
6564 | 9.74 | 5.5605 | 3.6749 | 48.0089
6565 | 9.89 | 5.4567 | 3.631 | 47.7301
6566 | 9.15 | 5.1674 | 3.3231 | 45.0873
6567 | 11.38 | 4.1951 | 2.5384 | 43.2263
6568 | 13.74 | 3.0895 | 1.5611 | 37.6504
6569 | 14.86 | 1.7123 | 0.68551 | 20.9712
6570 | 13.88 | 0.45541 | 0.073895 | 3.275
6571 | 13.85 | 0.035198 | 0 | 0
6572 | 12.09 | 0 | 0 | 0
6573 | 11.98 | 0 | 0 | 0
6574 | 11.79 | 0 | 0 | 0
6575 | 11.78 | 0 | 0 | 0
6576 | 12.27 | 0 | 0 | 0
6577 | 10.97 | 0 | 0 | 0
6578 | 9.1 | 0 | 0 | 0
6579 | 11.42 | 0 | 0 | 0
6580 | 10.78 | 0 | 0 | 0
6581 | 8.96 | 0 | 0 | 0
6582 | 7.17 | 0.0175 | 0 | 0.20897
6583 | 5.88 | 0.37341 | 0.028971 | 8.0676
6584 | 3.67 | 1.7867 | 0.34431 | 26.4272
6585 | 6.38 | 3.4684 | 1.3415 | 38.4595
6586 | 4.35 | 4.8485 | 2.726 | 44.3712
6587 | 7.22 | 5.566 | 3.3718 | 47.9379
6588 | 9.74 | 5.5605 | 3.6749 | 48.0089
6589 | 9.89 | 5.4567 | 3.631 | 47.7301
6590 | 9.15 | 5.1674 | 3.3231 | 45.0873
6591 | 11.38 | 4.1951 | 2.5384 | 43.2263
6592 | 13.74 | 3.0895 | 1.5611 | 37.6504
6593 | 14.86 | 1.7123 | 0.68551 | 20.9712
6594 | 13.88 | 0.45541 | 0.073895 | 3.275
6595 | 13.85 | 0.035198 | 0 | 0
6596 | 12.09 | 0 | 0 | 0
6597 | 11.98 | 0 | 0 | 0
6598 | 11.79 | 0 | 0 | 0
6599 | 11.78 | 0 | 0 | 0
6600 | 12.27 | 0 | 0 | 0
6601 | 10.97 | 0 | 0 | 0
6602 | 9.1 | 0 | 0 | 0
6603 | 11.42 | 0 | 0 | 0
6604 | 10.78 | 0 | 0 | 0
6605 | 8.96 | 0 | 0 | 0
6606 | 7.17 | 0.0175 | 0 | 0.20897
6607 | 5.88 | 0.37341 | 0.028971 | 8.0676
6608 | 3.67 | 1.7867 | 0.34431 | 26.4272
6609 | 6.38 | 3.4684 | 1.3415 | 38.4595
6610 | 4.35 | 4.8485 | 2.726 | 44.3712
6611 | 7.22 | 5.566 | 3.3718 | 47.9379
6612 | 9.74 | 5.5605 | 3.6749 | 48.0089
6613 | 9.89 | 5.4567 | 3.631 | 47.7301
6614 | 9.15 | 5.1674 | 3.3231 | 45.0873
6615 | 11.38 | 4.1951 | 2.5384 | 43.2263
6616 | 13.74 | 3.0895 | 1.5611 | 37.6504
6617 | 14.86 | 1.7123 | 0.68551 | 20.9712
6618 | 13.88 | 0.45541 | 0.073895 | 3.275
6619 | 13.85 | 0.035198 | 0 | 0
6620 | 12.09 | 0 | 0 | 0
6621 | 11.98 | 0 | 0 | 0
6622 | 11.79 | 0 | 0 | 0
6623 | 11.78 | 0 | 0 | 0
6624 | 12.27 | 0 | 0 | 0
6625 | 10.97 | 0 | 0 | 0
6626 | 9.1 | 0 | 0 | 0
6627 | 11.42 | 0 | 0 | 0
6628 | 10.78 | 0 | 0 | 0
6629 | 8.96 | 0 | 0 | 0
6630 | 7.17 | 0.0175 | 0 | 0.20897
6631 | 5.88 | 0.37341 | 0.028971 | 8.0676
6632 | 3.67 | 1.7867 | 0.34431 | 26.4272
6633 | 6.38 | 3.4684 | 1.3415 | 38.4595
6634 | 4.35 | 4.8485 | 2.726 | 44.3712
6635 | 7.22 | 5.566 | 3.3718 | 47.9379
6636 | 9.74 | 5.5605 | 3.6749 | 48.0089
6637 | 9.89 | 5.4567 | 3.631 | 47.7301
6638 | 9.15 | 5.1674 | 3.3231 | 45.0873
6639 | 11.38 | 4.1951 | 2.5384 | 43.2263
6640 | 13.74 | 3.0895 | 1.5611 | 37.6504
6641 | 14.86 | 1.7123 | 0.68551 | 20.9712
6642 | 13.88 | 0.45541 | 0.073895 | 3.275
6643 | 13.85 | 0.035198 | 0 | 0
6644 | 12.09 | 0 | 0 | 0
6645 | 11.98 | 0 | 0 | 0
6646 | 11.79 | 0 | 0 | 0
6647 | 11.78 | 0 | 0 | 0
6648 | 12.27 | 0 | 0 | 0
6649 | 10.97 | 0 | 0 | 0
6650 | 9.1 | 0 | 0 | 0
6651 | 11.42 | 0 | 0 | 0
6652 | 10.78 | 0 | 0 | 0
6653 | 8.96 | 0 | 0 | 0
6654 | 7.17 | 0.0175 | 0 | 0.20897
6655 | 5.88 | 0.37341 | 0.028971 | 8.0676
6656 | 3.67 | 1.7867 | 0.34431 | 26.4272
6657 | 6.38 | 3.4684 | 1.3415 | 38.4595
6658 | 4.35 | 4.8485 | 2.726 | 44.3712
6659 | 7.22 | 5.566 | 3.3718 | 47.9379
6660 | 9.74 | 5.5605 | 3.6749 | 48.0089
6661 | 9.89 | 5.4567 | 3.631 | 47.7301
6662 | 9.15 | 5.1674 | 3.3231 | 45.0873
6663 | 11.38 | 4.1951 | 2.5384 | 43.2263
6664 | 13.74 | 3.0895 | 1.5611 | 37.6504
6665 | 14.86 | 1.7123 | 0.68551 | 20.9712
6666 | 13.88 | 0.45541 | 0.073895 | 3.275
6667 | 13.85 | 0.035198 | 0 | 0
6668 | 12.09 | 0 | 0 | 0
6669 | 11.98 | 0 | 0 | 0
6670 | 11.79 | 0 | 0 | 0
6671 | 11.78 | 0 | 0 | 0
6672 | 12.27 | 0 | 0 | 0
6673 | 10.97 | 0 | 0 | 0
6674 | 9.1 | 0 | 0 | 0
6675 | 11.42 | 0 | 0 | 0
6676 | 10.78 | 0 | 0 | 0
6677 | 8.96 | 0 | 0 | 0
6678 | 7.17 | 0.0175 | 0 | 0.20897
6679 | 5.88 | 0.37341 | 0.028971 | 8.0676
6680 | 3.67 | 1.7867 | 0.34431 | 26.4272
6681 | 6.38 | 3.4684 | 1.3415 | 38.4595
6682 | 4.35 | 4.8485 | 2.726 | 44.3712
6683 | 7.22 | 5.566 | 3.3718 | 47.9379
6684 | 9.74 | 5.5605 | 3.6749 | 48.0089
6685 | 9.89 | 5.4567 | 3.631 | 47.7301
6686 | 9.15 | 5.1674 | 3.3231 | 45.0873
6687 | 11.38 | 4.1951 | 2.5384 | 43.2263
6688 | 13.74 | 3.0895 | 1.5611 | 37.6504
6689 | 14.86 | 1.7123 | 0.68551 | 20.9712
6690 | 13.88 | 0.45541 | 0.073895 | 3.275
6691 | 13.85 | 0.035198 | 0 | 0
6692 | 12.09 | 0 | 0 | 0
6693 | 11.98 | 0 | 0 | 0
6694 | 11.79 | 0 | 0 | 0
6695 | 11.78 | 0 | 0 | 0
6696 | 12.27 | 0 | 0 | 0
6697 | 10.97 | 0 | 0 | 0
6698 | 9.1 | 0 | 0 | 0
6699 | 11.42 | 0 | 0 | 0
6700 | 10.78 | 0 | 0 | 0
6701 | 8.96 | 0 | 0 | 0
6702 | 7.17 | 0.0175 | 0 | 0.20897
6703 | 5.88 | 0.37341 | 0.028971 | 8.0676
6704 | 3.67 | 1.7867 | 0.34431 | 26.4272
6705 | 6.38 | 3.4684 | 1.3415 | 38.4595
6706 | 4.35 | 4.8485 | 2.726 | 44.3712
6707 | 7.22 | 5.566 | 3.3718 | 47.9379
6708 | 9.74 | 5.5605 | 3.6749 | 48.0089
6709 | 9.89 | 5.4567 | 3.631 | 47.7301
6710 | 9.15 | 5.1674 | 3.3231 | 45.0873
6711 | 11.38 | 4.1951 | 2.5384 | 43.2263
6712 | 13.74 | 3.0895 | 1.5611 | 37.6504
6713 | 14.86 | 1.7123 | 0.68551 | 20.9712
6714 | 13.88 | 0.45541 | 0.073895 | 3.275
6715 | 13.85 | 0.035198 | 0 | 0
6716 | 12.09 | 0 | 0 | 0
6717 | 11.98 | 0 | 0 | 0
6718 | 11.79 | 0 | 0 | 0
6719 | 11.78 | 0 | 0 | 0
6720 | 12.27 | 0 | 0 | 0
6721 | 10.97 | 0 | 0 | 0
6722 | 9.1 | 0 | 0 | 0
6723 | 11.42 | 0 | 0 | 0
6724 | 10.78 | 0 | 0 | 0
6725 | 8.96 | 0 | 0 | 0
6726 | 7.17 | 0.0175 | 0 | 0.20897
6727 | 5.88 | 0.37341 | 0.028971 | 8.0676
6728 | 3.67 | 1.7867 | 0.34431 | 26.4272
6729 | 6.38 | 3.4684 | 1.3415 | 38.4595
6730 | 4.35 | 4.8485 | 2.726 | 44.3712
6731 | 7.22 | 5.566 | 3.3718 | 47.9379
6732 | 9.74 | 5.5605 | 3.6749 | 48.0089
6733 | 9.89 | 5.4567 | 3.631 | 47.7301
6734 | 9.15 | 5.1674 | 3.3231 | 45.0873
6735 | 11.38 | 4.1951 | 2.5384 | 43.2263
6736 | 13.74 | 3.0895 | 1.5611 | 37.6504
6737 | 14.86 | 1.7123 | 0.68551 | 20.9712
6738 | 13.88 | 0.45541 | 0.073895 | 3.275
6739 | 13.85 | 0.035198 | 0 | 0
6740 | 12.09 | 0 | 0 | 0
6741 | 11.98 | 0 | 0 | 0
6742 | 11.79 | 0 | 0 | 0
6743 | 11.78 | 0 | 0 | 0
6744 | 12.27 | 0 | 0 | 0
6745 | 10.97 | 0 | 0 | 0
6746 | 9.1 | 0 | 0 | 0
6747 | 11.42 | 0 | 0 | 0
6748 | 10.78 | 0 | 0 | 0
6749 | 8.96 | 0 | 0 | 0
6750 | 7.17 | 0.0175 | 0 | 0.20897
6751 | 5.88 | 0.37341 | 0.028971 | 8.0676
6752 | 3.67 | 1.7867 | 0.34431 | 26.4272
6753 | 6.38 | 3.4684 | 1.3415 | 38.4595
6754 | 4.35 | 4.8485 | 2.726 | 44.3712
6755 | 7.22 | 5.566 | 3.3718 | 47.9379
6756 | 9.74 | 5.5605 | 3.6749 | 48.0089
6757 | 9.89 | 5.4567 | 3.631 | 47.7301
6758 | 9.15 | 5.1674 | 3.3231 | 45.0873
6759 | 11.38 | 4.1951 | 2.5384 | 43.2263
6760 | 13.74 | 3.0895 | 1.5611 | 37.6504
6761 | 14.86 | 1.7123 | 0.68551 | 20.9712
6762 | 13.88 | 0.45541 | 0.073895 | 3.275
6763 | 13.85 | 0.035198 | 0 | 0
6764 | 12.09 | 0 | 0 | 0
6765 | 11.98 | 0 | 0 | 0
6766 | 11.79 | 0 | 0 | 0
6767 | 11.78 | 0 | 0 | 0
6768 | 12.27 | 0 | 0 | 0
6769 | 10.97 | 0 | 0 | 0
6770 | 9.1 | 0 | 0 | 0
6771 | 11.42 | 0 | 0 | 0
6772 | 10.78 | 0 | 0 | 0
6773 | 8.96 | 0 | 0 | 0
6774 | 7.17 | 0.0175 | 0 | 0.20897
6775 | 5.88 | 0.37341 | 0.028971 | 8.0676
6776 | 3.67 | 1.7867 | 0.34431 | 26.4272
6777 | 6.38 | 3.4684 | 1.3415 | 38.4595
6778 | 4.35 | 4.8485 | 2.726 | 44.3712
6779 | 7.22 | 5.566 | 3.3718 | 47.9379
6780 | 9.74 | 5.5605 | 3.6749 | 48.0089
6781 | 9.89 | 5.4567 | 3.631 | 47.7301
6782 | 9.15 | 5.1674 | 3.3231 | 45.0873
6783 | 11.38 | 4.1951 | 2.5384 | 43.2263
6784 | 13.74 | 3.0895 | 1.5611 | 37.6504
6785 | 14.86 | 1.7123 | 0.68551 | 20.9712
6786 | 13.88 | 0.45541 | 0.073895 | 3.275
6787 | 13.85 | 0.035198 | 0 | 0
6788 | 12.09 | 0 | 0 | 0
6789 | 11.98 | 0 | 0 | 0
6790 | 11.79 | 0 | 0 | 0
6791 | 11.78 | 0 | 0 | 0
6792 | 12.27 | 0 | 0 | 0
6793 | 10.97 | 0 | 0 | 0
6794 | 9.1 | 0 | 0 | 0
6795 | 11.42 | 0 | 0 | 0
6796 | 10.78 | 0 | 0 | 0
6797 | 8.96 | 0 | 0 | 0
6798 | 7.17 | 0.0175 | 0 | 0.20897
6799 | 5.88 | 0.37341 | 0.028971 | 8.0676
6800 | 3.67 | 1.7867 | 0.34431 | 26.4272
6801 | 6.38 | 3.4684 | 1.3415 | 38.4595
6802 | 4.35 | 4.8485 | 2.726 | 44.3712
6803 | 7.22 | 5.566 | 3.3718 | 47.9379
6804 | 9.74 | 5.5605 | 3.6749 | 48.0089
6805 | 9.89 | 5.4567 | 3.631 | 47.7301
6806 | 9.15 | 5.1674 | 3.3231 | 45.0873
6807 | 11.38 | 4.1951 | 2.5384 | 43.2263
6808 | 13.74 | 3.0895 | 1.5611 | 37.6504
6809 | 14.86 | 1.7123 | 0.68551 | 20.9712
6810 | 13.88 | 0.45541 | 0.073895 | 3.275
6811 | 13.85 | 0.035198 | 0 | 0
6812 | 12.09 | 0 | 0 | 0
6813 | 11.98 | 0 | 0 | 0
6814 | 11.79 | 0 | 0 | 0
6815 | 11.78 | 0 | 0 | 0
6816 | 12.27 | 0 | 0 | 0
6817 | 10.97 | 0 | 0 | 0
6818 | 9.1 | 0 | 0 | 0
6819 | 11.42 | 0 | 0 | 0
6820 | 10.78 | 0 | 0 | 0
6821 | 8.96 | 0 | 0 | 0
6822 | 7.17 | 0.0175 | 0 | 0.20897
6823 | 5.88 | 0.37341 | 0.028971 | 8.0676
6824 | 3.67 | 1.7867 | 0.34431 | 26.4272
6825 | 6.38 | 3.4684 | 1.3415 | 38.4595
6826 | 4.35 | 4.8485 | 2.726 | 44.3712
6827 | 7.22 | 5.566 | 3.3718 | 47.9379
6828 | 9.74 | 5.5605 | 3.6749 | 48.0089
6829 | 9.89 | 5.4567 | 3.631 | 47.7301
6830 | 9.15 | 5.1674 | 3.3231 | 45.0873
6831 | 11.38 | 4.1951 | 2.5384 | 43.2263
6832 | 13.74 | 3.0895 | 1.5611 | 37.6504
6833 | 14.86 | 1.7123 | 0.68551 | 20.9712
6834 | 13.88 | 0.45541 | 0.073895 | 3.275
6835 | 13.85 | 0.035198 | 0 | 0
6836 | 12.09 | 0 | 0 | 0
6837 | 11.98 | 0 | 0 | 0
6838 | 11.79 | 0 | 0 | 0
6839 | 11.78 | 0 | 0 | 0
6840 | 12.27 | 0 | 0 | 0
6841 | 10.97 | 0 | 0 | 0
6842 | 9.1 | 0 | 0 | 0
6843 | 11.42 | 0 | 0 | 0
6844 | 10.78 | 0 | 0 | 0
6845 | 8.96 | 0 | 0 | 0
6846 | 7.17 | 0.0175 | 0 | 0.20897
6847 | 5.88 | 0.37341 | 0.028971 | 8.0676
6848 | 3.67 | 1.7867 | 0.34431 | 26.4272
6849 | 6.38 | 3.4684 | 1.3415 | 38.4595
6850 | 4.35 | 4.8485 | 2.726 | 44.3712
6851 | 7.22 | 5.566 | 3.3718 | 47.9379
6852 | 9.74 | 5.5605 | 3.6749 | 48.0089
6853 | 9.89 | 5.4567 | 3.631 | 47.7301
6854 | 9.15 | 5.1674 | 3.3231 | 45.0873
6855 | 11.38 | 4.1951 | 2.5384 | 43.2263
6856 | 13.74 | 3.0895 | 1.5611 | 37.6504
6857 | 14.86 | 1.7123 | 0.68551 | 20.9712
6858 | 13.88 | 0.45541 | 0.073895 | 3.275
6859 | 13.85 | 0.035198 | 0 | 0
6860 | 12.09 | 0 | 0 | 0
6861 | 11.98 | 0 | 0 | 0
6862 | 11.79 | 0 | 0 | 0
6863 | 11.78 | 0 | 0 | 0
6864 | 12.27 | 0 | 0 | 0
6865 | 10.97 | 0 | 0 | 0
6866 | 9.1 | 0 | 0 | 0
6867 | 11.42 | 0 | 0 | 0
6868 | 10.78 | 0 | 0 | 0
6869 | 8.96 | 0 | 0 | 0
6870 | 7.17 | 0.0175 | 0 | 0.20897
6871 | 5.88 | 0.37341 | 0.028971 | 8.0676
6872 | 3.67 | 1.7867 | 0.34431 | 26.4272
6873 | 6.38 | 3.4684 | 1.3415 | 38.4595
6874 | 4.35 | 4.8485 | 2.726 | 44.3712
6875 | 7.22 | 5.566 | 3.3718 | 47.9379
6876 | 9.74 | 5.5605 | 3.6749 | 48.0089
6877 | 9.89 | 5.4567 | 3.631 | 47.7301
6878 | 9.15 | 5.1674 | 3.3231 | 45.0873
6879 | 11.38 | 4.1951 | 2.5384 | 43.2263
6880 | 13.74 | 3.0895 | 1.5611 | 37.6504
6881 | 14.86 | 1.7123 | 0.68551 | 20.9712
6882 | 13.88 | 0.45541 | 0.073895 | 3.275
6883 | 13.85 | 0.035198 | 0 | 0
6884 | 12.09 | 0 | 0 | 0
6885 | 11.98 | 0 | 0 | 0
6886 | 11.79 | 0 | 0 | 0
6887 | 11.78 | 0 | 0 | 0
6888 | 12.27 | 0 | 0 | 0
6889 | 10.97 | 0 | 0 | 0
6890 | 9.1 | 0 | 0 | 0
6891 | 11.42 | 0 | 0 | 0
6892 | 10.78 | 0 | 0 | 0
6893 | 8.96 | 0 | 0 | 0
6894 | 7.17 | 0.0175 | 0 | 0.20897
6895 | 5.88 | 0.37341 | 0.028971 | 8.0676
6896 | 3.67 | 1.7867 | 0.34431 | 26.4272
6897 | 6.38 | 3.4684 | 1.3415 | 38.4595
6898 | 4.35 | 4.8485 | 2.726 | 44.3712
6899 | 7.22 | 5.566 | 3.3718 | 47.9379
6900 | 9.74 | 5.5605 | 3.6749 | 48.0089
6901 | 9.89 | 5.4567 | 3.631 | 47.7301
6902 | 9.15 | 5.1674 | 3.3231 | 45.0873
6903 | 11.38 | 4.1951 | 2.5384 | 43.2263
6904 | 13.74 | 3.0895 | 1.5611 | 37.6504
6905 | 14.86 | 1.7123 | 0.68551 | 20.9712
6906 | 13.88 | 0.45541 | 0.073895 | 3.275
6907 | 13.85 | 0.035198 | 0 | 0
6908 | 12.09 | 0 | 0 | 0
6909 | 11.98 | 0 | 0 | 0
6910 | 11.79 | 0 | 0 | 0
6911 | 11.78 | 0 | 0 | 0
6912 | 12.27 | 0 | 0 | 0
6913 | 10.97 | 0 | 0 | 0
6914 | 9.1 | 0 | 0 | 0
6915 | 11.42 | 0 | 0 | 0
6916 | 10.78 | 0 | 0 | 0
6917 | 8.96 | 0 | 0 | 0
6918 | 7.17 | 0.0175 | 0 | 0.20897
6919 | 5.88 | 0.37341 | 0.028971 | 8.0676
6920 | 3.67 | 1.7867 | 0.34431 | 26.4272
6921 | 6.38 | 3.4684 | 1.3415 | 38.4595
6922 | 4.35 | 4.8485 | 2.726 | 44.3712
6923 | 7.22 | 5.566 | 3.3718 | 47.9379
6924 | 9.74 | 5.5605 | 3.6749 | 48.0089
6925 | 9.89 | 5.4567 | 3.631 | 47.7301
6926 | 9.15 | 5.1674 | 3.3231 | 45.0873
6927 | 11.38 | 4.1951 | 2.5384 | 43.2263
6928 | 13.74 | 3.0895 | 1.5611 | 37.6504
6929 | 14.86 | 1.7123 | 0.68551 | 20.9712
6930 | 13.88 | 0.45541 | 0.073895 | 3.275
6931 | 13.85 | 0.035198 | 0 | 0
6932 | 12.09 | 0 | 0 | 0
6933 | 11.98 | 0 | 0 | 0
6934 | 11.79 | 0 | 0 | 0
6935 | 11.78 | 0 | 0 | 0
6936 | 12.27 | 0 | 0 | 0
6937 | 10.97 | 0 | 0 | 0
6938 | 9.1 | 0 | 0 | 0
6939 | 11.42 | 0 | 0 | 0
6940 | 10.78 | 0 | 0 | 0
6941 | 8.96 | 0 | 0 | 0
6942 | 7.17 | 0.0175 | 0 | 0.20897
6943 | 5.88 | 0.37341 | 0.028971 | 8.0676
6944 | 3.67 | 1.7867 | 0.34431 | 26.4272
6945 | 6.38 | 3.4684 | 1.3415 | 38.4595
6946 | 4.35 | 4.8485 | 2.726 | 44.3712
6947 | 7.22 | 5.566 | 3.3718 | 47.9379
6948 | 9.74 | 5.5605 | 3.6749 | 48.0089
6949 | 9.89 | 5.4567 | 3.631 | 47.7301
6950 | 9.15 | 5.1674 | 3.3231 | 45.0873
6951 | 11.38 | 4.1951 | 2.5384 | 43.2263
6952 | 13.74 | 3.0895 | 1.5611 | 37.6504
6953 | 14.86 | 1.7123 | 0.68551 | 20.9712
6954 | 13.88 | 0.45541 | 0.073895 | 3.275
6955 | 13.85 | 0.035198 | 0 | 0
6956 | 12.09 | 0 | 0 | 0
6957 | 11.98 | 0 | 0 | 0
6958 | 11.79 | 0 | 0 | 0
6959 | 11.78 | 0 | 0 | 0
6960 | 12.27 | 0 | 0 | 0
6961 | 10.97 | 0 | 0 | 0
6962 | 9.1 | 0 | 0 | 0
6963 | 11.42 | 0 | 0 | 0
6964 | 10.78 | 0 | 0 | 0
6965 | 8.96 | 0 | 0 | 0
6966 | 7.17 | 0.0175 | 0 | 0.20897
6967 | 5.88 | 0.37341 | 0.028971 | 8.0676
6968 | 3.67 | 1.7867 | 0.34431 | 26.4272
6969 | 6.38 | 3.4684 | 1.3415 | 38.4595
6970 | 4.35 | 4.8485 | 2.726 | 44.3712
6971 | 7.22 | 5.566 | 3.3718 | 47.9379
6972 | 9.74 | 5.5605 | 3.6749 | 48.0089
6973 | 9.89 | 5.4567 | 3.631 | 47.7301
6974 | 9.15 | 5.1674 | 3.3231 | 45.0873
6975 | 11.38 | 4.1951 | 2.5384 | 43.2263
6976 | 13.74 | 3.0895 | 1.5611 | 37.6504
6977 | 14.86 | 1.7123 | 0.68551 | 20.9712
6978 | 13.88 | 0.45541 | 0.073895 | 3.275
6979 | 13.85 | 0.035198 | 0 | 0
6980 | 12.09 | 0 | 0 | 0
6981 | 11.98 | 0 | 0 | 0
6982 | 11.79 | 0 | 0 | 0
6983 | 11.78 | 0 | 0 | 0
6984 | 12.27 | 0 | 0 | 0
6985 | 10.97 | 0 | 0 | 0
6986 | 9.1 | 0 | 0 | 0
6987 | 11.42 | 0 | 0 | 0
6988 | 10.78 | 0 | 0 | 0
6989 | 8.96 | 0 | 0 | 0
6990 | 7.17 | 0.0175 | 0 | 0.20897
6991 | 5.88 | 0.37341 | 0.028971 | 8.0676
6992 | 3.67 | 1.7867 | 0.34431 | 26.4272
6993 | 6.38 | 3.4684 | 1.3415 | 38.4595
6994 | 4.35 | 4.8485 | 2.726 | 44.3712
6995 | 7.22 | 5.566 | 3.3718 | 47.9379
6996 | 9.74 | 5.5605 | 3.6749 | 48.0089
6997 | 9.89 | 5.4567 | 3.631 | 47.7301
6998 | 9.15 | 5.1674 | 3.3231 | 45.0873
6999 | 11.38 | 4.1951 | 2.5384 | 43.2263
7000 | 13.74 | 3.0895 | 1.5611 | 37.6504
7001 | 14.86 | 1.7123 | 0.68551 | 20.9712
7002 | 13.88 | 0.45541 | 0.073895 | 3.275
7003 | 13.85 | 0.035198 | 0 | 0
7004 | 12.09 | 0 | 0 | 0
7005 | 11.98 | 0 | 0 | 0
7006 | 11.79 | 0 | 0 | 0
7007 | 11.78 | 0 | 0 | 0
7008 | 12.27 | 0 | 0 | 0
7009 | 10.97 | 0 | 0 | 0
7010 | 9.1 | 0 | 0 | 0
7011 | 11.42 | 0 | 0 | 0
7012 | 10.78 | 0 | 0 | 0
7013 | 8.96 | 0 | 0 | 0
7014 | 7.17 | 0.0175 | 0 | 0.20897
7015 | 5.88 | 0.37341 | 0.028971 | 8.0676
7016 | 3.67 | 1.7867 | 0.34431 | 26.4272
7017 | 6.38 | 3.4684 | 1.3415 | 38.4595
7018 | 4.35 | 4.8485 | 2.726 | 44.3712
7019 | 7.22 | 5.566 | 3.3718 | 47.9379
7020 | 9.74 | 5.5605 | 3.6749 | 48.0089
7021 | 9.89 | 5.4567 | 3.631 | 47.7301
7022 | 9.15 | 5.1674 | 3.3231 | 45.0873
7023 | 11.38 | 4.1951 | 2.5384 | 43.2263
7024 | 13.74 | 3.0895 | 1.5611 | 37.6504
7025 | 14.86 | 1.7123 | 0.68551 | 20.9712
7026 | 13.88 | 0.45541 | 0.073895 | 3.275
7027 | 13.85 | 0.035198 | 0 | 0
7028 | 12.09 | 0 | 0 | 0
7029 | 11.98 | 0 | 0 | 0
7030 | 11.79 | 0 | 0 | 0
7031 | 11.78 | 0 | 0 | 0
7032 | 12.27 | 0 | 0 | 0
7033 | 10.97 | 0 | 0 | 0
7034 | 9.1 | 0 | 0 | 0
7035 | 11.42 | 0 | 0 | 0
7036 | 10.78 | 0 | 0 | 0
7037 | 8.96 | 0 | 0 | 0
7038 | 7.17 | 0.0175 | 0 | 0.20897
7039 | 5.88 | 0.37341 | 0.028971 | 8.0676
7040 | 3.67 | 1.7867 | 0.34431 | 26.4272
7041 | 6.38 | 3.4684 | 1.3415 | 38.4595
7042 | 4.35 | 4.8485 | 2.726 | 44.3712
7043 | 7.22 | 5.566 | 3.3718 | 47.9379
7044 | 9.74 | 5.5605 | 3.6749 | 48.0089
7045 | 9.89 | 5.4567 | 3.631 | 47.7301
7046 | 9.15 | 5.1674 | 3.3231 | 45.0873
7047 | 11.38 | 4.1951 | 2.5384 | 43.2263
7048 | 13.74 | 3.0895 | 1.5611 | 37.6504
7049 | 14.86 | 1.7123 | 0.68551 | 20.9712
7050 | 13.88 | 0.45541 | 0.073895 | 3.275
7051 | 13.85 | 0.035198 | 0 | 0
7052 | 12.09 | 0 | 0 | 0
7053 | 11.98 | 0 | 0 | 0
7054 | 11.79 | 0 | 0 | 0
7055 | 11.78 | 0 | 0 | 0
7056 | 12.27 | 0 | 0 | 0
7057 | 10.97 | 0 | 0 | 0
7058 | 9.1 | 0 | 0 | 0
7059 | 11.42 | 0 | 0 | 0
7060 | 10.78 | 0 | 0 | 0
7061 | 8.96 | 0 | 0 | 0
7062 | 7.17 | 0.0175 | 0 | 0.20897
7063 | 5.88 | 0.37341 | 0.028971 | 8.0676
7064 | 3.67 | 1.7867 | 0.34431 | 26.4272
7065 | 6.38 | 3.4684 | 1.3415 | 38.4595
7066 | 4.35 | 4.8485 | 2.726 | 44.3712
7067 | 7.22 | 5.566 | 3.3718 | 47.9379
7068 | 9.74 | 5.5605 | 3.6749 | 48.0089
7069 | 9.89 | 5.4567 | 3.631 | 47.7301
7070 | 9.15 | 5.1674 | 3.3231 | 45.0873
7071 | 11.38 | 4.1951 | 2.5384 | 43.2263
7072 | 13.74 | 3.0895 | 1.5611 | 37.6504
7073 | 14.86 | 1.7123 | 0.68551 | 20.9712
7074 | 13.88 | 0.45541 | 0.073895 | 3.275
7075 | 13.85 | 0.035198 | 0 | 0
7076 | 12.09 | 0 | 0 | 0
7077 | 11.98 | 0 | 0 | 0
7078 | 11.79 | 0 | 0 | 0
7079 | 11.78 | 0 | 0 | 0
7080 | 12.27 | 0 | 0 | 0
7081 | 10.97 | 0 | 0 | 0
7082 | 9.1 | 0 | 0 | 0
7083 | 11.42 | 0 | 0 | 0
7084 | 10.78 | 0 | 0 | 0
7085 | 8.96 | 0 | 0 | 0
7086 | 7.17 | 0.0175 | 0 | 0.20897
7087 | 5.88 | 0.37341 | 0.028971 | 8.0676
7088 | 3.67 | 1.7867 | 0.34431 | 26.4272
7089 | 6.38 | 3.4684 | 1.3415 | 38.4595
7090 | 4.35 | 4.8485 | 2.726 | 44.3712
7091 | 7.22 | 5.566 | 3.3718 | 47.9379
7092 | 9.74 | 5.5605 | 3.6749 | 48.0089
7093 | 9.89 | 5.4567 | 3.631 | 47.7301
7094 | 9.15 | 5.1674 | 3.3231 | 45.0873
7095 | 11.38 | 4.1951 | 2.5384 | 43.2263
7096 | 13.74 | 3.0895 | 1.5611 | 37.6504
7097 | 14.86 | 1.7123 | 0.68551 | 20.9712
7098 | 13.88 | 0.45541 | 0.073895 | 3.275
7099 | 13.85 | 0.035198 | 0 | 0
7100 | 12.09 | 0 | 0 | 0
7101 | 11.98 | 0 | 0 | 0
7102 | 11.79 | 0 | 0 | 0
7103 | 11.78 | 0 | 0 | 0
7104 | 12.27 | 0 | 0 | 0
7105 | 10.97 | 0 | 0 | 0
7106 | 9.1 | 0 | 0 | 0
7107 | 11.42 | 0 | 0 | 0
7108 | 10.78 | 0 | 0 | 0
7109 | 8.96 | 0 | 0 | 0
7110 | 7.17 | 0.0175 | 0 | 0.20897
7111 | 5.88 | 0.37341 | 0.028971 | 8.0676
7112 | 3.67 | 1.7867 | 0.34431 | 26.4272
7113 | 6.38 | 3.4684 | 1.3415 | 38.4595
7114 | 4.35 | 4.8485 | 2.726 | 44.3712
7115 | 7.22 | 5.566 | 3.3718 | 47.9379
7116 | 9.74 | 5.5605 | 3.6749 | 48.0089
7117 | 9.89 | 5.4567 | 3.631 | 47.7301
7118 | 9.15 | 5.1674 | 3.3231 | 45.0873
7119 | 11.38 | 4.1951 | 2.5384 | 43.2263
7120 | 13.74 | 3.0895 | 1.5611 | 37.6504
7121 | 14.86 | 1.7123 | 0.68551 | 20.9712
7122 | 13.88 | 0.45541 | 0.073895 | 3.275
7123 | 13.85 | 0.035198 | 0 | 0
7124 | 12.09 | 0 | 0 | 0
7125 | 11.98 | 0 | 0 | 0
7126 | 11.79 | 0 | 0 | 0
7127 | 11.78 | 0 | 0 | 0
7128 | 12.27 | 0 | 0 | 0
7129 | 10.97 | 0 | 0 | 0
7130 | 9.1 | 0 | 0 | 0
7131 | 11.42 | 0 | 0 | 0
7132 | 10.78 | 0 | 0 | 0
7133 | 8.96 | 0 | 0 | 0
7134 | 7.17 | 0.0175 | 0 | 0.20897
7135 | 5.88 | 0.37341 | 0.028971 | 8.0676
7136 | 3.67 | 1.7867 | 0.34431 | 26.4272
7137 | 6.38 | 3.4684 | 1.3415 | 38.4595
7138 | 4.35 | 4.8485 | 2.726 | 44.3712
7139 | 7.22 | 5.566 | 3.3718 | 47.9379
7140 | 9.74 | 5.5605 | 3.6749 | 48.0089
7141 | 9.89 | 5.4567 | 3.631 | 47.7301
7142 | 9.15 | 5.1674 | 3.3231 | 45.0873
7143 | 11.38 | 4.1951 | 2.5384 | 43.2263
7144 | 13.74 | 3.0895 | 1.5611 | 37.6504
7145 | 14.86 | 1.7123 | 0.68551 | 20.9712
7146 | 13.88 | 0.45541 | 0.073895 | 3.275
7147 | 13.85 | 0.035198 | 0 | 0
7148 | 12.09 | 0 | 0 | 0
7149 | 11.98 | 0 | 0 | 0
7150 | 11.79 | 0 | 0 | 0
7151 | 11.78 | 0 | 0 | 0
7152 | 12.27 | 0 | 0 | 0
7153 | 10.97 | 0 | 0 | 0
7154 | 9.1 | 0 | 0 | 0
7155 | 11.42 | 0 | 0 | 0
7156 | 10.78 | 0 | 0 | 0
7157 | 8.96 | 0 | 0 | 0
7158 | 7.17 | 0.0175 | 0 | 0.20897
7159 | 5.88 | 0.37341 | 0.028971 | 8.0676
7160 | 3.67 | 1.7867 | 0.34431 | 26.4272
7161 | 6.38 | 3.4684 | 1.3415 | 38.4595
7162 | 4.35 | 4.8485 | 2.726 | 44.3712
7163 | 7.22 | 5.566 | 3.3718 | 47.9379
7164 | 9.74 | 5.5605 | 3.6749 | 48.0089
7165 | 9.89 | 5.4567 | 3.631 | 47.7301
7166 | 9.15 | 5.1674 | 3.3231 | 45.0873
7167 | 11.38 | 4.1951 | 2.5384 | 43.2263
7168 | 13.74 | 3.0895 | 1.5611 | 37.6504
7169 | 14.86 | 1.7123 | 0.68551 | 20.9712
7170 | 13.88 | 0.45541 | 0.073895 | 3.275
7171 | 13.85 | 0.035198 | 0 | 0
7172 | 12.09 | 0 | 0 | 0
7173 | 11.98 | 0 | 0 | 0
7174 | 11.79 | 0 | 0 | 0
7175 | 11.78 | 0 | 0 | 0
7176 | 12.27 | 0 | 0 | 0
7177 | 10.97 | 0 | 0 | 0
7178 | 9.1 | 0 | 0 | 0
7179 | 11.42 | 0 | 0 | 0
7180 | 10.78 | 0 | 0 | 0
7181 | 8.96 | 0 | 0 | 0
7182 | 7.17 | 0.0175 | 0 | 0.20897
7183 | 5.88 | 0.37341 | 0.028971 | 8.0676
7184 | 3.67 | 1.7867 | 0.34431 | 26.4272
7185 | 6.38 | 3.4684 | 1.3415 | 38.4595
7186 | 4.35 | 4.8485 | 2.726 | 44.3712
7187 | 7.22 | 5.566 | 3.3718 | 47.9379
7188 | 9.74 | 5.5605 | 3.6749 | 48.0089
7189 | 9.89 | 5.4567 | 3.631 | 47.7301
7190 | 9.15 | 5.1674 | 3.3231 | 45.0873
7191 | 11.38 | 4.1951 | 2.5384 | 43.2263
7192 | 13.74 | 3.0895 | 1.5611 | 37.6504
7193 | 14.86 | 1.7123 | 0.68551 | 20.9712
7194 | 13.88 | 0.45541 | 0.073895 | 3.275
7195 | 13.85 | 0.035198 | 0 | 0
7196 | 12.09 | 0 | 0 | 0
7197 | 11.98 | 0 | 0 | 0
7198 | 11.79 | 0 | 0 | 0
7199 | 11.78 | 0 | 0 | 0
7200 | 12.27 | 0 | 0 | 0
7201 | 10.97 | 0 | 0 | 0
7202 | 9.1 | 0 | 0 | 0
7203 | 11.42 | 0 | 0 | 0
7204 | 10.78 | 0 | 0 | 0
7205 | 8.96 | 0 | 0 | 0
7206 | 7.17 | 0.0175 | 0 | 0.20897
7207 | 5.88 | 0.37341 | 0.028971 | 8.0676
7208 | 3.67 | 1.7867 | 0.34431 | 26.4272
7209 | 6.38 | 3.4684 | 1.3415 | 38.4595
7210 | 4.35 | 4.8485 | 2.726 | 44.3712
7211 | 7.22 | 5.566 | 3.3718 | 47.9379
7212 | 9.74 | 5.5605 | 3.6749 | 48.0089
7213 | 9.89 | 5.4567 | 3.631 | 47.7301
7214 | 9.15 | 5.1674 | 3.3231 | 45.0873
7215 | 11.38 | 4.1951 | 2.5384 | 43.2263
7216 | 13.74 | 3.0895 | 1.5611 | 37.6504
7217 | 14.86 | 1.7123 | 0.68551 | 20.9712
7218 | 13.88 | 0.45541 | 0.073895 | 3.275
7219 | 13.85 | 0.035198 | 0 | 0
7220 | 12.09 | 0 | 0 | 0
7221 | 11.98 | 0 | 0 | 0
7222 | 11.79 | 0 | 0 | 0
7223 | 11.78 | 0 | 0 | 0
7224 | 12.27 | 0 | 0 | 0
7225 | 10.97 | 0 | 0 | 0
7226 | 9.1 | 0 | 0 | 0
7227 | 11.42 | 0 | 0 | 0
7228 | 10.78 | 0 | 0 | 0
7229 | 8.96 | 0 | 0 | 0
7230 | 7.17 | 0.0175 | 0 | 0.20897
7231 | 5.88 | 0.37341 | 0.028971 | 8.0676
7232 | 3.67 | 1.7867 | 0.34431 | 26.4272
7233 | 6.38 | 3.4684 | 1.3415 | 38.4595
7234 | 4.35 | 4.8485 | 2.726 | 44.3712
7235 | 7.22 | 5.566 | 3.3718 | 47.9379
7236 | 9.74 | 5.5605 | 3.6749 | 48.0089
7237 | 9.89 | 5.4567 | 3.631 | 47.7301
7238 | 9.15 | 5.1674 | 3.3231 | 45.0873
7239 | 11.38 | 4.1951 | 2.5384 | 43.2263
7240 | 13.74 | 3.0895 | 1.5611 | 37.6504
7241 | 14.86 | 1.7123 | 0.68551 | 20.9712
7242 | 13.88 | 0.45541 | 0.073895 | 3.275
7243 | 13.85 | 0.035198 | 0 | 0
7244 | 12.09 | 0 | 0 | 0
7245 | 11.98 | 0 | 0 | 0
7246 | 11.79 | 0 | 0 | 0
7247 | 11.78 | 0 | 0 | 0
7248 | 12.27 | 0 | 0 | 0
7249 | 10.97 | 0 | 0 | 0
7250 | 9.1 | 0 | 0 | 0
7251 | 11.42 | 0 | 0 | 0
7252 | 10.78 | 0 | 0 | 0
7253 | 8.96 | 0 | 0 | 0
7254 | 7.17 | 0.0175 | 0 | 0.20897
7255 | 5.88 | 0.37341 | 0.028971 | 8.0676
7256 | 3.67 | 1.7867 | 0.34431 | 26.4272
7257 | 6.38 | 3.4684 | 1.3415 | 38.4595
7258 | 4.35 | 4.8485 | 2.726 | 44.3712
7259 | 7.22 | 5.566 | 3.3718 | 47.9379
7260 | 9.74 | 5.5605 | 3.6749 | 48.0089
7261 | 9.89 | 5.4567 | 3.631 | 47.7301
7262 | 9.15 | 5.1674 | 3.3231 | 45.0873
7263 | 11.38 | 4.1951 | 2.5384 | 43.2263
7264 | 13.74 | 3.0895 | 1.5611 | 37.6504
7265 | 14.86 | 1.7123 | 0.68551 | 20.9712
7266 | 13.88 | 0.45541 | 0.073895 | 3.275
7267 | 13.85 | 0.035198 | 0 | 0
7268 | 12.09 | 0 | 0 | 0
7269 | 11.98 | 0 | 0 | 0
7270 | 11.79 | 0 | 0 | 0
7271 | 11.78 | 0 | 0 | 0
7272 | 12.27 | 0 | 0 | 0
7273 | 10.97 | 0 | 0 | 0
7274 | 9.1 | 0 | 0 | 0
7275 | 11.42 | 0 | 0 | 0
7276 | 10.78 | 0 | 0 | 0
7277 | 8.96 | 0 | 0 | 0
7278 | 7.17 | 0.0175 | 0 | 0.20897
7279 | 5.88 | 0.37341 | 0.028971 | 8.0676
7280 | 3.67 | 1.7867 | 0.34431 | 26.4272
7281 | 6.38 | 3.4684 | 1.3415 | 38.4595
7282 | 4.35 | 4.8485 | 2.726 | 44.3712
7283 | 7.22 | 5.566 | 3.3718 | 47.9379
7284 | 9.74 | 5.5605 | 3.6749 | 48.0089
7285 | 9.89 | 5.4567 | 3.631 | 47.7301
7286 | 9.15 | 5.1674 | 3.3231 | 45.0873
7287 | 11.38 | 4.1951 | 2.5384 | 43.2263
7288 | 13.74 | 3.0895 | 1.5611 | 37.6504
7289 | 14.86 | 1.7123 | 0.68551 | 20.9712
7290 | 13.88 | 0.45541 | 0.073895 | 3.275
7291 | 13.85 | 0.035198 | 0 | 0
7292 | 12.09 | 0 | 0 | 0
7293 | 11.98 | 0 | 0 | 0
7294 | 11.79 | 0 | 0 | 0
7295 | 11.78 | 0 | 0 | 0
7296 | 12.27 | 0 | 0 | 0
7297 | 10.97 | 0 | 0 | 0
7298 | 9.1 | 0 | 0 | 0
7299 | 11.42 | 0 | 0 | 0
7300 | 10.78 | 0 | 0 | 0
7301 | 8.96 | 0 | 0 | 0
7302 | 7.17 | 0.0175 | 0 | 0.20897
7303 | 5.88 | 0.37341 | 0.028971 | 8.0676
7304 | 3.67 | 1.7867 | 0.34431 | 26.4272
7305 | 6.38 | 3.4684 | 1.3415 | 38.4595
7306 | 4.35 | 4.8485 | 2.726 | 44.3712
7307 | 7.22 | 5.566 | 3.3718 | 47.9379
7308 | 9.74 | 5.5605 | 3.6749 | 48.0089
7309 | 9.89 | 5.4567 | 3.631 | 47.7301
7310 | 9.15 | 5.1674 | 3.3231 | 45.0873
7311 | 11.38 | 4.1951 | 2.5384 | 43.2263
7312 | 13.74 | 3.0895 | 1.5611 | 37.6504
7313 | 14.86 | 1.7123 | 0.68551 | 20.9712
7314 | 13.88 | 0.45541 | 0.073895 | 3.275
7315 | 13.85 | 0.035198 | 0 | 0
7316 | 12.09 | 0 | 0 | 0
7317 | 11.98 | 0 | 0 | 0
7318 | 11.79 | 0 | 0 | 0
7319 | 11.78 | 0 | 0 | 0
7320 | 12.27 | 0 | 0 | 0
7321 | 10.97 | 0 | 0 | 0
7322 | 9.1 | 0 | 0 | 0
7323 | 11.42 | 0 | 0 | 0
7324 | 10.78 | 0 | 0 | 0
7325 | 8.96 | 0 | 0 | 0
7326 | 7.17 | 0.0175 | 0 | 0.20897
7327 | 5.88 | 0.37341 | 0.028971 | 8.0676
7328 | 3.67 | 1.7867 | 0.34431 | 26.4272
7329 | 6.38 | 3.4684 | 1.3415 | 38.4595
7330 | 4.35 | 4.8485 | 2.726 | 44.3712
7331 | 7.22 | 5.566 | 3.3718 | 47.9379
7332 | 9.74 | 5.5605 | 3.6749 | 48.0089
7333 | 9.89 | 5.4567 | 3.631 | 47.7301
7334 | 9.15 | 5.1674 | 3.3231 | 45.0873
7335 | 11.38 | 4.1951 | 2.5384 | 43.2263
7336 | 13.74 | 3.0895 | 1.5611 | 37.6504
7337 | 14.86 | 1.7123 | 0.68551 | 20.9712
7338 | 13.88 | 0.45541 | 0.073895 | 3.275
7339 | 13.85 | 0.035198 | 0 | 0
7340 | 12.09 | 0 | 0 | 0
7341 | 11.98 | 0 | 0 | 0
7342 | 11.79 | 0 | 0 | 0
7343 | 11.78 | 0 | 0 | 0
7344 | 12.27 | 0 | 0 | 0
7345 | 10.97 | 0 | 0 | 0
7346 | 9.1 | 0 | 0 | 0
7347 | 11.42 | 0 | 0 | 0
7348 | 10.78 | 0 | 0 | 0
7349 | 8.96 | 0 | 0 | 0
7350 | 7.17 | 0.0175 | 0 | 0.20897
7351 | 5.88 | 0.37341 | 0.028971 | 8.0676
7352 | 3.67 | 1.7867 | 0.34431 | 26.4272
7353 | 6.38 | 3.4684 | 1.3415 | 38.4595
7354 | 4.35 | 4.8485 | 2.726 | 44.3712
7355 | 7.22 | 5.566 | 3.3718 | 47.9379
7356 | 9.74 | 5.5605 | 3.6749 | 48.0089
7357 | 9.89 | 5.4567 | 3.631 | 47.7301
7358 | 9.15 | 5.1674 | 3.3231 | 45.0873
7359 | 11.38 | 4.1951 | 2.5384 | 43.2263
7360 | 13.74 | 3.0895 | 1.5611 | 37.6504
7361 | 14.86 | 1.7123 | 0.68551 | 20.9712
7362 | 13.88 | 0.45541 | 0.073895 | 3.275
7363 | 13.85 | 0.035198 | 0 | 0
7364 | 12.09 | 0 | 0 | 0
7365 | 11.98 | 0 | 0 | 0
7366 | 11.79 | 0 | 0 | 0
7367 | 11.78 | 0 | 0 | 0
7368 | 12.27 | 0 | 0 | 0
7369 | 10.97 | 0 | 0 | 0
7370 | 9.1 | 0 | 0 | 0
7371 | 11.42 | 0 | 0 | 0
7372 | 10.78 | 0 | 0 | 0
7373 | 8.96 | 0 | 0 | 0
7374 | 7.17 | 0.0175 | 0 | 0.20897
7375 | 5.88 | 0.37341 | 0.028971 | 8.0676
7376 | 3.67 | 1.7867 | 0.34431 | 26.4272
7377 | 6.38 | 3.4684 | 1.3415 | 38.4595
7378 | 4.35 | 4.8485 | 2.726 | 44.3712
7379 | 7.22 | 5.566 | 3.3718 | 47.9379
7380 | 9.74 | 5.5605 | 3.6749 | 48.0089
7381 | 9.89 | 5.4567 | 3.631 | 47.7301
7382 | 9.15 | 5.1674 | 3.3231 | 45.0873
7383 | 11.38 | 4.1951 | 2.5384 | 43.2263
7384 | 13.74 | 3.0895 | 1.5611 | 37.6504
7385 | 14.86 | 1.7123 | 0.68551 | 20.9712
7386 | 13.88 | 0.45541 | 0.073895 | 3.275
7387 | 13.85 | 0.035198 | 0 | 0
7388 | 12.09 | 0 | 0 | 0
7389 | 11.98 | 0 | 0 | 0
7390 | 11.79 | 0 | 0 | 0
7391 | 11.78 | 0 | 0 | 0
7392 | 12.27 | 0 | 0 | 0
7393 | 10.97 | 0 | 0 | 0
7394 | 9.1 | 0 | 0 | 0
7395 | 11.42 | 0 | 0 | 0
7396 | 10.78 | 0 | 0 | 0
7397 | 8.96 | 0 | 0 | 0
7398 | 7.17 | 0.0175 | 0 | 0.20897
7399 | 5.88 | 0.37341 | 0.028971 | 8.0676
7400 | 3.67 | 1.7867 | 0.34431 | 26.4272
7401 | 6.38 | 3.4684 | 1.3415 | 38.4595
7402 | 4.35 | 4.8485 | 2.726 | 44.3712
7403 | 7.22 | 5.566 | 3.3718 | 47.9379
7404 | 9.74 | 5.5605 | 3.6749 | 48.0089
7405 | 9.89 | 5.4567 | 3.631 | 47.7301
7406 | 9.15 | 5.1674 | 3.3231 | 45.0873
7407 | 11.38 | 4.1951 | 2.5384 | 43.2263
7408 | 13.74 | 3.0895 | 1.5611 | 37.6504
7409 | 14.86 | 1.7123 | 0.68551 | 20.9712
7410 | 13.88 | 0.45541 | 0.073895 | 3.275
7411 | 13.85 | 0.035198 | 0 | 0
7412 | 12.09 | 0 | 0 | 0
7413 | 11.98 | 0 | 0 | 0
7414 | 11.79 | 0 | 0 | 0
7415 | 11.78 | 0 | 0 | 0
7416 | 12.27 | 0 | 0 | 0
7417 | 10.97 | 0 | 0 | 0
7418 | 9.1 | 0 | 0 | 0
7419 | 11.42 | 0 | 0 | 0
7420 | 10.78 | 0 | 0 | 0
7421 | 8.96 | 0 | 0 | 0
7422 | 7.17 | 0.0175 | 0 | 0.20897
7423 | 5.88 | 0.37341 | 0.028971 | 8.0676
7424 | 3.67 | 1.7867 | 0.34431 | 26.4272
7425 | 6.38 | 3.4684 | 1.3415 | 38.4595
7426 | 4.35 | 4.8485 | 2.726 | 44.3712
7427 | 7.22 | 5.566 | 3.3718 | 47.9379
7428 | 9.74 | 5.5605 | 3.6749 | 48.0089
7429 | 9.89 | 5.4567 | 3.631 | 47.7301
7430 | 9.15 | 5.1674 | 3.3231 | 45.0873
7431 | 11.38 | 4.1951 | 2.5384 | 43.2263
7432 | 13.74 | 3.0895 | 1.5611 | 37.6504
7433 | 14.86 | 1.7123 | 0.68551 | 20.9712
7434 | 13.88 | 0.45541 | 0.073895 | 3.275
7435 | 13.85 | 0.035198 | 0 | 0
7436 | 12.09 | 0 | 0 | 0
7437 | 11.98 | 0 | 0 | 0
7438 | 11.79 | 0 | 0 | 0
7439 | 11.78 | 0 | 0 | 0
7440 | 12.27 | 0 | 0 | 0
7441 | 10.97 | 0 | 0 | 0
7442 | 9.1 | 0 | 0 | 0
7443 | 11.42 | 0 | 0 | 0
7444 | 10.78 | 0 | 0 | 0
7445 | 8.96 | 0 | 0 | 0
7446 | 7.17 | 0.0175 | 0 | 0.20897
7447 | 5.88 | 0.37341 | 0.028971 | 8.0676
7448 | 3.67 | 1.7867 | 0.34431 | 26.4272
7449 | 6.38 | 3.4684 | 1.3415 | 38.4595
7450 | 4.35 | 4.8485 | 2.726 | 44.3712
7451 | 7.22 | 5.566 | 3.3718 | 47.9379
7452 | 9.74 | 5.5605 | 3.6749 | 48.0089
7453 | 9.89 | 5.4567 | 3.631 | 47.7301
7454 | 9.15 | 5.1674 | 3.3231 | 45.0873
7455 | 11.38 | 4.1951 | 2.5384 | 43.2263
7456 | 13.74 | 3.0895 | 1.5611 | 37.6504
7457 | 14.86 | 1.7123 | 0.68551 | 20.9712
7458 | 13.88 | 0.45541 | 0.073895 | 3.275
7459 | 13.85 | 0.035198 | 0 | 0
7460 | 12.09 | 0 | 0 | 0
7461 | 11.98 | 0 | 0 | 0
7462 | 11.79 | 0 | 0 | 0
7463 | 11.78 | 0 | 0 | 0
7464 | 12.27 | 0 | 0 | 0
7465 | 10.97 | 0 | 0 | 0
7466 | 9.1 | 0 | 0 | 0
7467 | 11.42 | 0 | 0 | 0
7468 | 10.78 | 0 | 0 | 0
7469 | 8.96 | 0 | 0 | 0
7470 | 7.17 | 0.0175 | 0 | 0.20897
7471 | 5.88 | 0.37341 | 0.028971 | 8.0676
7472 | 3.67 | 1.7867 | 0.34431 | 26.4272
7473 | 6.38 | 3.4684 | 1.3415 | 38.4595
7474 | 4.35 | 4.8485 | 2.726 | 44.3712
7475 | 7.22 | 5.566 | 3.3718 | 47.9379
7476 | 9.74 | 5.5605 | 3.6749 | 48.0089
7477 | 9.89 | 5.4567 | 3.631 | 47.7301
7478 | 9.15 | 5.1674 | 3.3231 | 45.0873
7479 | 11.38 | 4.1951 | 2.5384 | 43.2263
7480 | 13.74 | 3.0895 | 1.5611 | 37.6504
7481 | 14.86 | 1.7123 | 0.68551 | 20.9712
7482 | 13.88 | 0.45541 | 0.073895 | 3.275
7483 | 13.85 | 0.035198 | 0 | 0
7484 | 12.09 | 0 | 0 | 0
7485 | 11.98 | 0 | 0 | 0
7486 | 11.79 | 0 | 0 | 0
7487 | 11.78 | 0 | 0 | 0
7488 | 12.27 | 0 | 0 | 0
7489 | 10.97 | 0 | 0 | 0
7490 | 9.1 | 0 | 0 | 0
7491 | 11.42 | 0 | 0 | 0
7492 | 10.78 | 0 | 0 | 0
7493 | 8.96 | 0 | 0 | 0
7494 | 7.17 | 0.0175 | 0 | 0.20897
7495 | 5.88 | 0.37341 | 0.028971 | 8.0676
7496 | 3.67 | 1.7867 | 0.34431 | 26.4272
7497 | 6.38 | 3.4684 | 1.3415 | 38.4595
7498 | 4.35 | 4.8485 | 2.726 | 44.3712
7499 | 7.22 | 5.566 | 3.3718 | 47.9379
7500 | 9.74 | 5.5605 | 3.6749 | 48.0089
7501 | 9.89 | 5.4567 | 3.631 | 47.7301
7502 | 9.15 | 5.1674 | 3.3231 | 45.0873
7503 | 11.38 | 4.1951 | 2.5384 | 43.2263
7504 | 13.74 | 3.0895 | 1.5611 | 37.6504
7505 | 14.86 | 1.7123 | 0.68551 | 20.9712
7506 | 13.88 | 0.45541 | 0.073895 | 3.275
7507 | 13.85 | 0.035198 | 0 | 0
7508 | 12.09 | 0 | 0 | 0
7509 | 11.98 | 0 | 0 | 0
7510 | 11.79 | 0 | 0 | 0
7511 | 11.78 | 0 | 0 | 0
7512 | 12.27 | 0 | 0 | 0
7513 | 10.97 | 0 | 0 | 0
7514 | 9.1 | 0 | 0 | 0
7515 | 11.42 | 0 | 0 | 0
7516 | 10.78 | 0 | 0 | 0
7517 | 8.96 | 0 | 0 | 0
7518 | 7.17 | 0.0175 | 0 | 0.20897
7519 | 5.88 | 0.37341 | 0.028971 | 8.0676
7520 | 3.67 | 1.7867 | 0.34431 | 26.4272
7521 | 6.38 | 3.4684 | 1.3415 | 38.4595
7522 | 4.35 | 4.8485 | 2.726 | 44.3712
7523 | 7.22 | 5.566 | 3.3718 | 47.9379
7524 | 9.74 | 5.5605 | 3.6749 | 48.0089
7525 | 9.89 | 5.4567 | 3.631 | 47.7301
7526 | 9.15 | 5.1674 | 3.3231 | 45.0873
7527 | 11.38 | 4.1951 | 2.5384 | 43.2263
7528 | 13.74 | 3.0895 | 1.5611 | 37.6504
7529 | 14.86 | 1.7123 | 0.68551 | 20.9712
7530 | 13.88 | 0.45541 | 0.073895 | 3.275
7531 | 13.85 | 0.035198 | 0 | 0
7532 | 12.09 | 0 | 0 | 0
7533 | 11.98 | 0 | 0 | 0
7534 | 11.79 | 0 | 0 | 0
7535 | 11.78 | 0 | 0 | 0
7536 | 12.27 | 0 | 0 | 0
7537 | 10.97 | 0 | 0 | 0
7538 | 9.1 | 0 | 0 | 0
7539 | 11.42 | 0 | 0 | 0
7540 | 10.78 | 0 | 0 | 0
7541 | 8.96 | 0 | 0 | 0
7542 | 7.17 | 0.0175 | 0 | 0.20897
7543 | 5.88 | 0.37341 | 0.028971 | 8.0676
7544 | 3.67 | 1.7867 | 0.34431 | 26.4272
7545 | 6.38 | 3.4684 | 1.3415 | 38.4595
7546 | 4.35 | 4.8485 | 2.726 | 44.3712
7547 | 7.22 | 5.566 | 3.3718 | 47.9379
7548 | 9.74 | 5.5605 | 3.6749 | 48.0089
7549 | 9.89 | 5.4567 | 3.631 | 47.7301
7550 | 9.15 | 5.1674 | 3.3231 | 45.0873
7551 | 11.38 | 4.1951 | 2.5384 | 43.2263
7552 | 13.74 | 3.0895 | 1.5611 | 37.6504
7553 | 14.86 | 1.7123 | 0.68551 | 20.9712
7554 | 13.88 | 0.45541 | 0.073895 | 3.275
7555 | 13.85 | 0.035198 | 0 | 0
7556 | 12.09 | 0 | 0 | 0
7557 | 11.98 | 0 | 0 | 0
7558 | 11.79 | 0 | 0 | 0
7559 | 11.78 | 0 | 0 | 0
7560 | 12.27 | 0 | 0 | 0
7561 | 10.97 | 0 | 0 | 0
7562 | 9.1 | 0 | 0 | 0
7563 | 11.42 | 0 | 0 | 0
7564 | 10.78 | 0 | 0 | 0
7565 | 8.96 | 0 | 0 | 0
7566 | 7.17 | 0.0175 | 0 | 0.20897
7567 | 5.88 | 0.37341 | 0.028971 | 8.0676
7568 | 3.67 | 1.7867 | 0.34431 | 26.4272
7569 | 6.38 | 3.4684 | 1.3415 | 38.4595
7570 | 4.35 | 4.8485 | 2.726 | 44.3712
7571 | 7.22 | 5.566 | 3.3718 | 47.9379
7572 | 9.74 | 5.5605 | 3.6749 | 48.0089
7573 | 9.89 | 5.4567 | 3.631 | 47.7301
7574 | 9.15 | 5.1674 | 3.3231 | 45.0873
7575 | 11.38 | 4.1951 | 2.5384 | 43.2263
7576 | 13.74 | 3.0895 | 1.5611 | 37.6504
7577 | 14.86 | 1.7123 | 0.68551 | 20.9712
7578 | 13.88 | 0.45541 | 0.073895 | 3.275
7579 | 13.85 | 0.035198 | 0 | 0
7580 | 12.09 | 0 | 0 | 0
7581 | 11.98 | 0 | 0 | 0
7582 | 11.79 | 0 | 0 | 0
7583 | 11.78 | 0 | 0 | 0
7584 | 12.27 | 0 | 0 | 0
7585 | 10.97 | 0 | 0 | 0
7586 | 9.1 | 0 | 0 | 0
7587 | 11.42 | 0 | 0 | 0
7588 | 10.78 | 0 | 0 | 0
7589 | 8.96 | 0 | 0 | 0
7590 | 7.17 | 0.0175 | 0 | 0.20897
7591 | 5.88 | 0.37341 | 0.028971 | 8.0676
7592 | 3.67 | 1.7867 | 0.34431 | 26.4272
7593 | 6.38 | 3.4684 | 1.3415 | 38.4595
7594 | 4.35 | 4.8485 | 2.726 | 44.3712
7595 | 7.22 | 5.566 | 3.3718 | 47.9379
7596 | 9.74 | 5.5605 | 3.6749 | 48.0089
7597 | 9.89 | 5.4567 | 3.631 | 47.7301
7598 | 9.15 | 5.1674 | 3.3231 | 45.0873
7599 | 11.38 | 4.1951 | 2.5384 | 43.2263
7600 | 13.74 | 3.0895 | 1.5611 | 37.6504
7601 | 14.86 | 1.7123 | 0.68551 | 20.9712
7602 | 13.88 | 0.45541 | 0.073895 | 3.275
7603 | 13.85 | 0.035198 | 0 | 0
7604 | 12.09 | 0 | 0 | 0
7605 | 11.98 | 0 | 0 | 0
7606 | 11.79 | 0 | 0 | 0
7607 | 11.78 | 0 | 0 | 0
7608 | 12.27 | 0 | 0 | 0
7609 | 10.97 | 0 | 0 | 0
7610 | 9.1 | 0 | 0 | 0
7611 | 11.42 | 0 | 0 | 0
7612 | 10.78 | 0 | 0 | 0
7613 | 8.96 | 0 | 0 | 0
7614 | 7.17 | 0.0175 | 0 | 0.20897
7615 | 5.88 | 0.37341 | 0.028971 | 8.0676
7616 | 3.67 | 1.7867 | 0.34431 | 26.4272
7617 | 6.38 | 3.4684 | 1.3415 | 38.4595
7618 | 4.35 | 4.8485 | 2.726 | 44.3712
7619 | 7.22 | 5.566 | 3.3718 | 47.9379
7620 | 9.74 | 5.5605 | 3.6749 | 48.0089
7621 | 9.89 | 5.4567 | 3.631 | 47.7301
7622 | 9.15 | 5.1674 | 3.3231 | 45.0873
7623 | 11.38 | 4.1951 | 2.5384 | 43.2263
7624 | 13.74 | 3.0895 | 1.5611 | 37.6504
7625 | 14.86 | 1.7123 | 0.68551 | 20.9712
7626 | 13.88 | 0.45541 | 0.073895 | 3.275
7627 | 13.85 | 0.035198 | 0 | 0
7628 | 12.09 | 0 | 0 | 0
7629 | 11.98 | 0 | 0 | 0
7630 | 11.79 | 0 | 0 | 0
7631 | 11.78 | 0 | 0 | 0
7632 | 12.27 | 0 | 0 | 0
7633 | 10.97 | 0 | 0 | 0
7634 | 9.1 | 0 | 0 | 0
7635 | 11.42 | 0 | 0 | 0
7636 | 10.78 | 0 | 0 | 0
7637 | 8.96 | 0 | 0 | 0
7638 | 7.17 | 0.0175 | 0 | 0.20897
7639 | 5.88 | 0.37341 | 0.028971 | 8.0676
7640 | 3.67 | 1.7867 | 0.34431 | 26.4272
7641 | 6.38 | 3.4684 | 1.3415 | 38.4595
7642 | 4.35 | 4.8485 | 2.726 | 44.3712
7643 | 7.22 | 5.566 | 3.3718 | 47.9379
7644 | 9.74 | 5.5605 | 3.6749 | 48.0089
7645 | 9.89 | 5.4567 | 3.631 | 47.7301
7646 | 9.15 | 5.1674 | 3.3231 | 45.0873
7647 | 11.38 | 4.1951 | 2.5384 | 43.2263
7648 | 13.74 | 3.0895 | 1.5611 | 37.6504
7649 | 14.86 | 1.7123 | 0.68551 | 20.9712
7650 | 13.88 | 0.45541 | 0.073895 | 3.275
7651 | 13.85 | 0.035198 | 0 | 0
7652 | 12.09 | 0 | 0 | 0
7653 | 11.98 | 0 | 0 | 0
7654 | 11.79 | 0 | 0 | 0
7655 | 11.78 | 0 | 0 | 0
7656 | 12.27 | 0 | 0 | 0
7657 | 10.97 | 0 | 0 | 0
7658 | 9.1 | 0 | 0 | 0
7659 | 11.42 | 0 | 0 | 0
7660 | 10.78 | 0 | 0 | 0
7661 | 8.96 | 0 | 0 | 0
7662 | 7.17 | 0.0175 | 0 | 0.20897
7663 | 5.88 | 0.37341 | 0.028971 | 8.0676
7664 | 3.67 | 1.7867 | 0.34431 | 26.4272
7665 | 6.38 | 3.4684 | 1.3415 | 38.4595
7666 | 4.35 | 4.8485 | 2.726 | 44.3712
7667 | 7.22 | 5.566 | 3.3718 | 47.9379
7668 | 9.74 | 5.5605 | 3.6749 | 48.0089
7669 | 9.89 | 5.4567 | 3.631 | 47.7301
7670 | 9.15 | 5.1674 | 3.3231 | 45.0873
7671 | 11.38 | 4.1951 | 2.5384 | 43.2263
7672 | 13.74 | 3.0895 | 1.5611 | 37.6504
7673 | 14.86 | 1.7123 | 0.68551 | 20.9712
7674 | 13.88 | 0.45541 | 0.073895 | 3.275
7675 | 13.85 | 0.035198 | 0 | 0
7676 | 12.09 | 0 | 0 | 0
7677 | 11.98 | 0 | 0 | 0
7678 | 11.79 | 0 | 0 | 0
7679 | 11.78 | 0 | 0 | 0
7680 | 12.27 | 0 | 0 | 0
7681 | 10.97 | 0 | 0 | 0
7682 | 9.1 | 0 | 0 | 0
7683 | 11.42 | 0 | 0 | 0
7684 | 10.78 | 0 | 0 | 0
7685 | 8.96 | 0 | 0 | 0
7686 | 7.17 | 0.0175 | 0 | 0.20897
7687 | 5.88 | 0.37341 | 0.028971 | 8.0676
7688 | 3.67 | 1.7867 | 0.34431 | 26.4272
7689 | 6.38 | 3.4684 | 1.3415 | 38.4595
7690 | 4.35 | 4.8485 | 2.726 | 44.3712
7691 | 7.22 | 5.566 | 3.3718 | 47.9379
7692 | 9.74 | 5.5605 | 3.6749 | 48.0089
7693 | 9.89 | 5.4567 | 3.631 | 47.7301
7694 | 9.15 | 5.1674 | 3.3231 | 45.0873
7695 | 11.38 | 4.1951 | 2.5384 | 43.2263
7696 | 13.74 | 3.0895 | 1.5611 | 37.6504
7697 | 14.86 | 1.7123 | 0.68551 | 20.9712
7698 | 13.88 | 0.45541 | 0.073895 | 3.275
7699 | 13.85 | 0.035198 | 0 | 0
7700 | 12.09 | 0 | 0 | 0
7701 | 11.98 | 0 | 0 | 0
7702 | 11.79 | 0 | 0 | 0
7703 | 11.78 | 0 | 0 | 0
7704 | 12.27 | 0 | 0 | 0
7705 | 10.97 | 0 | 0 | 0
7706 | 9.1 | 0 | 0 | 0
7707 | 11.42 | 0 | 0 | 0
7708 | 10.78 | 0 | 0 | 0
7709 | 8.96 | 0 | 0 | 0
7710 | 7.17 | 0.0175 | 0 | 0.20897
7711 | 5.88 | 0.37341 | 0.028971 | 8.0676
7712 | 3.67 | 1.7867 | 0.34431 | 26.4272
7713 | 6.38 | 3.4684 | 1.3415 | 38.4595
7714 | 4.35 | 4.8485 | 2.726 | 44.3712
7715 | 7.22 | 5.566 | 3.3718 | 47.9379
7716 | 9.74 | 5.5605 | 3.6749 | 48.0089
7717 | 9.89 | 5.4567 | 3.631 | 47.7301
7718 | 9.15 | 5.1674 | 3.3231 | 45.0873
7719 | 11.38 | 4.1951 | 2.5384 | 43.2263
7720 | 13.74 | 3.0895 | 1.5611 | 37.6504
7721 | 14.86 | 1.7123 | 0.68551 | 20.9712
7722 | 13.88 | 0.45541 | 0.073895 | 3.275
7723 | 13.85 | 0.035198 | 0 | 0
7724 | 12.09 | 0 | 0 | 0
7725 | 11.98 | 0 | 0 | 0
7726 | 11.79 | 0 | 0 | 0
7727 | 11.78 | 0 | 0 | 0
7728 | 12.27 | 0 | 0 | 0
7729 | 10.97 | 0 | 0 | 0
7730 | 9.1 | 0 | 0 | 0
7731 | 11.42 | 0 | 0 | 0
7732 | 10.78 | 0 | 0 | 0
7733 | 8.96 | 0 | 0 | 0
7734 | 7.17 | 0.0175 | 0 | 0.20897
7735 | 5.88 | 0.37341 | 0.028971 | 8.0676
7736 | 3.67 | 1.7867 | 0.34431 | 26.4272
7737 | 6.38 | 3.4684 | 1.3415 | 38.4595
7738 | 4.35 | 4.8485 | 2.726 | 44.3712
7739 | 7.22 | 5.566 | 3.3718 | 47.9379
7740 | 9.74 | 5.5605 | 3.6749 | 48.0089
7741 | 9.89 | 5.4567 | 3.631 | 47.7301
7742 | 9.15 | 5.1674 | 3.3231 | 45.0873
7743 | 11.38 | 4.1951 | 2.5384 | 43.2263
7744 | 13.74 | 3.0895 | 1.5611 | 37.6504
7745 | 14.86 | 1.7123 | 0.68551 | 20.9712
7746 | 13.88 | 0.45541 | 0.073895 | 3.275
7747 | 13.85 | 0.035198 | 0 | 0
7748 | 12.09 | 0 | 0 | 0
7749 | 11.98 | 0 | 0 | 0
7750 | 11.79 | 0 | 0 | 0
7751 | 11.78 | 0 | 0 | 0
7752 | 12.27 | 0 | 0 | 0
7753 | 10.97 | 0 | 0 | 0
7754 | 9.1 | 0 | 0 | 0
7755 | 11.42 | 0 | 0 | 0
7756 | 10.78 | 0 | 0 | 0
7757 | 8.96 | 0 | 0 | 0
7758 | 7.17 | 0.0175 | 0 | 0.20897
7759 | 5.88 | 0.37341 | 0.028971 | 8.0676
7760 | 3.67 | 1.7867 | 0.34431 | 26.4272
7761 | 6.38 | 3.4684 | 1.3415 | 38.4595
7762 | 4.35 | 4.8485 | 2.726 | 44.3712
7763 | 7.22 | 5.566 | 3.3718 | 47.9379
7764 | 9.74 | 5.5605 | 3.6749 | 48.0089
7765 | 9.89 | 5.4567 | 3.631 | 47.7301
7766 | 9.15 | 5.1674 | 3.3231 | 45.0873
7767 | 11.38 | 4.1951 | 2.5384 | 43.2263
7768 | 13.74 | 3.0895 | 1.5611 | 37.6504
7769 | 14.86 | 1.7123 | 0.68551 | 20.9712
7770 | 13.88 | 0.45541 | 0.073895 | 3.275
7771 | 13.85 | 0.035198 | 0 | 0
7772 | 12.09 | 0 | 0 | 0
7773 | 11.98 | 0 | 0 | 0
7774 | 11.79 | 0 | 0 | 0
7775 | 11.78 | 0 | 0 | 0
7776 | 12.27 | 0 | 0 | 0
7777 | 10.97 | 0 | 0 | 0
7778 | 9.1 | 0 | 0 | 0
7779 | 11.42 | 0 | 0 | 0
7780 | 10.78 | 0 | 0 | 0
7781 | 8.96 | 0 | 0 | 0
7782 | 7.17 | 0.0175 | 0 | 0.20897
7783 | 5.88 | 0.37341 | 0.028971 | 8.0676
7784 | 3.67 | 1.7867 | 0.34431 | 26.4272
7785 | 6.38 | 3.4684 | 1.3415 | 38.4595
7786 | 4.35 | 4.8485 | 2.726 | 44.3712
7787 | 7.22 | 5.566 | 3.3718 | 47.9379
7788 | 9.74 | 5.5605 | 3.6749 | 48.0089
7789 | 9.89 | 5.4567 | 3.631 | 47.7301
7790 | 9.15 | 5.1674 | 3.3231 | 45.0873
7791 | 11.38 | 4.1951 | 2.5384 | 43.2263
7792 | 13.74 | 3.0895 | 1.5611 | 37.6504
7793 | 14.86 | 1.7123 | 0.68551 | 20.9712
7794 | 13.88 | 0.45541 | 0.073895 | 3.275
7795 | 13.85 | 0.035198 | 0 | 0
7796 | 12.09 | 0 | 0 | 0
7797 | 11.98 | 0 | 0 | 0
7798 | 11.79 | 0 | 0 | 0
7799 | 11.78 | 0 | 0 | 0
7800 | 12.27 | 0 | 0 | 0
7801 | 10.97 | 0 | 0 | 0
7802 | 9.1 | 0 | 0 | 0
7803 | 11.42 | 0 | 0 | 0
7804 | 10.78 | 0 | 0 | 0
7805 | 8.96 | 0 | 0 | 0
7806 | 7.17 | 0.0175 | 0 | 0.20897
7807 | 5.88 | 0.37341 | 0.028971 | 8.0676
7808 | 3.67 | 1.7867 | 0.34431 | 26.4272
7809 | 6.38 | 3.4684 | 1.3415 | 38.4595
7810 | 4.35 | 4.8485 | 2.726 | 44.3712
7811 | 7.22 | 5.566 | 3.3718 | 47.9379
7812 | 9.74 | 5.5605 | 3.6749 | 48.0089
7813 | 9.89 | 5.4567 | 3.631 | 47.7301
7814 | 9.15 | 5.1674 | 3.3231 | 45.0873
7815 | 11.38 | 4.1951 | 2.5384 | 43.2263
7816 | 13.74 | 3.0895 | 1.5611 | 37.6504
7817 | 14.86 | 1.7123 | 0.68551 | 20.9712
7818 | 13.88 | 0.45541 | 0.073895 | 3.275
7819 | 13.85 | 0.035198 | 0 | 0
7820 | 12.09 | 0 | 0 | 0
7821 | 11.98 | 0 | 0 | 0
7822 | 11.79 | 0 | 0 | 0
7823 | 11.78 | 0 | 0 | 0
7824 | 12.27 | 0 | 0 | 0
7825 | 10.97 | 0 | 0 | 0
7826 | 9.1 | 0 | 0 | 0
7827 | 11.42 | 0 | 0 | 0
7828 | 10.78 | 0 | 0 | 0
7829 | 8.96 | 0 | 0 | 0
7830 | 7.17 | 0.0175 | 0 | 0.20897
7831 | 5.88 | 0.37341 | 0.028971 | 8.0676
7832 | 3.67 | 1.7867 | 0.34431 | 26.4272
7833 | 6.38 | 3.4684 | 1.3415 | 38.4595
7834 | 4.35 | 4.8485 | 2.726 | 44.3712
7835 | 7.22 | 5.566 | 3.3718 | 47.9379
7836 | 9.74 | 5.5605 | 3.6749 | 48.0089
7837 | 9.89 | 5.4567 | 3.631 | 47.7301
7838 | 9.15 | 5.1674 | 3.3231 | 45.0873
7839 | 11.38 | 4.1951 | 2.5384 | 43.2263
7840 | 13.74 | 3.0895 | 1.5611 | 37.6504
7841 | 14.86 | 1.7123 | 0.68551 | 20.9712
7842 | 13.88 | 0.45541 | 0.073895 | 3.275
7843 | 13.85 | 0.035198 | 0 | 0
7844 | 12.09 | 0 | 0 | 0
7845 | 11.98 | 0 | 0 | 0
7846 | 11.79 | 0 | 0 | 0
7847 | 11.78 | 0 | 0 | 0
7848 | 12.27 | 0 | 0 | 0
7849 | 10.97 | 0 | 0 | 0
7850 | 9.1 | 0 | 0 | 0
7851 | 11.42 | 0 | 0 | 0
7852 | 10.78 | 0 | 0 | 0
7853 | 8.96 | 0 | 0 | 0
7854 | 7.17 | 0.0175 | 0 | 0.20897
7855 | 5.88 | 0.37341 | 0.028971 | 8.0676
7856 | 3.67 | 1.7867 | 0.34431 | 26.4272
7857 | 6.38 | 3.4684 | 1.3415 | 38.4595
7858 | 4.35 | 4.8485 | 2.726 | 44.3712
7859 | 7.22 | 5.566 | 3.3718 | 47.9379
7860 | 9.74 | 5.5605 | 3.6749 | 48.0089
7861 | 9.89 | 5.4567 | 3.631 | 47.7301
7862 | 9.15 | 5.1674 | 3.3231 | 45.0873
7863 | 11.38 | 4.1951 | 2.5384 | 43.2263
7864 | 13.74 | 3.0895 | 1.5611 | 37.6504
7865 | 14.86 | 1.7123 | 0.68551 | 20.9712
7866 | 13.88 | 0.45541 | 0.073895 | 3.275
7867 | 13.85 | 0.035198 | 0 | 0
7868 | 12.09 | 0 | 0 | 0
7869 | 11.98 | 0 | 0 | 0
7870 | 11.79 | 0 | 0 | 0
7871 | 11.78 | 0 | 0 | 0
7872 | 12.27 | 0 | 0 | 0
7873 | 10.97 | 0 | 0 | 0
7874 | 9.1 | 0 | 0 | 0
7875 | 11.42 | 0 | 0 | 0
7876 | 10.78 | 0 | 0 | 0
7877 | 8.96 | 0 | 0 | 0
7878 | 7.17 | 0.0175 | 0 | 0.20897
7879 | 5.88 | 0.37341 | 0.028971 | 8.0676
7880 | 3.67 | 1.7867 | 0.34431 | 26.4272
7881 | 6.38 | 3.4684 | 1.3415 | 38.4595
7882 | 4.35 | 4.8485 | 2.726 | 44.3712
7883 | 7.22 | 5.566 | 3.3718 | 47.9379
7884 | 9.74 | 5.5605 | 3.6749 | 48.0089
7885 | 9.89 | 5.4567 | 3.631 | 47.7301
7886 | 9.15 | 5.1674 | 3.3231 | 45.0873
7887 | 11.38 | 4.1951 | 2.5384 | 43.2263
7888 | 13.74 | 3.0895 | 1.5611 | 37.6504
7889 | 14.86 | 1.7123 | 0.68551 | 20.9712
7890 | 13.88 | 0.45541 | 0.073895 | 3.275
7891 | 13.85 | 0.035198 | 0 | 0
7892 | 12.09 | 0 | 0 | 0
7893 | 11.98 | 0 | 0 | 0
7894 | 11.79 | 0 | 0 | 0
7895 | 11.78 | 0 | 0 | 0
7896 | 12.27 | 0 | 0 | 0
7897 | 10.97 | 0 | 0 | 0
7898 | 9.1 | 0 | 0 | 0
7899 | 11.42 | 0 | 0 | 0
7900 | 10.78 | 0 | 0 | 0
7901 | 8.96 | 0 | 0 | 0
7902 | 7.17 | 0.0175 | 0 | 0.20897
7903 | 5.88 | 0.37341 | 0.028971 | 8.0676
7904 | 3.67 | 1.7867 | 0.34431 | 26.4272
7905 | 6.38 | 3.4684 | 1.3415 | 38.4595
7906 | 4.35 | 4.8485 | 2.726 | 44.3712
7907 | 7.22 | 5.566 | 3.3718 | 47.9379
7908 | 9.74 | 5.5605 | 3.6749 | 48.0089
7909 | 9.89 | 5.4567 | 3.631 | 47.7301
7910 | 9.15 | 5.1674 | 3.3231 | 45.0873
7911 | 11.38 | 4.1951 | 2.5384 | 43.2263
7912 | 13.74 | 3.0895 | 1.5611 | 37.6504
7913 | 14.86 | 1.7123 | 0.68551 | 20.9712
7914 | 13.88 | 0.45541 | 0.073895 | 3.275
7915 | 13.85 | 0.035198 | 0 | 0
7916 | 12.09 | 0 | 0 | 0
7917 | 11.98 | 0 | 0 | 0
7918 | 11.79 | 0 | 0 | 0
7919 | 11.78 | 0 | 0 | 0
7920 | 12.27 | 0 | 0 | 0
7921 | 10.97 | 0 | 0 | 0
7922 | 9.1 | 0 | 0 | 0
7923 | 11.42 | 0 | 0 | 0
7924 | 10.78 | 0 | 0 | 0
7925 | 8.96 | 0 | 0 | 0
7926 | 7.17 | 0.0175 | 0 | 0.20897
7927 | 5.88 | 0.37341 | 0.028971 | 8.0676
7928 | 3.67 | 1.7867 | 0.34431 | 26.4272
7929 | 6.38 | 3.4684 | 1.3415 | 38.4595
7930 | 4.35 | 4.8485 | 2.726 | 44.3712
7931 | 7.22 | 5.566 | 3.3718 | 47.9379
7932 | 9.74 | 5.5605 | 3.6749 | 48.0089
7933 | 9.89 | 5.4567 | 3.631 | 47.7301
7934 | 9.15 | 5.1674 | 3.3231 | 45.0873
7935 | 11.38 | 4.1951 | 2.5384 | 43.2263
7936 | 13.74 | 3.0895 | 1.5611 | 37.6504
7937 | 14.86 | 1.7123 | 0.68551 | 20.9712
7938 | 13.88 | 0.45541 | 0.073895 | 3.275
7939 | 13.85 | 0.035198 | 0 | 0
7940 | 12.09 | 0 | 0 | 0
7941 | 11.98 | 0 | 0 | 0
7942 | 11.79 | 0 | 0 | 0
7943 | 11.78 | 0 | 0 | 0
7944 | 12.27 | 0 | 0 | 0
7945 | 10.97 | 0 | 0 | 0
7946 | 9.1 | 0 | 0 | 0
7947 | 11.42 | 0 | 0 | 0
7948 | 10.78 | 0 | 0 | 0
7949 | 8.96 | 0 | 0 | 0
7950 | 7.17 | 0.0175 | 0 | 0.20897
7951 | 5.88 | 0.37341 | 0.028971 | 8.0676
7952 | 3.67 | 1.7867 | 0.34431 | 26.4272
7953 | 6.38 | 3.4684 | 1.3415 | 38.4595
7954 | 4.35 | 4.8485 | 2.726 | 44.3712
7955 | 7.22 | 5.566 | 3.3718 | 47.9379
7956 | 9.74 | 5.5605 | 3.6749 | 48.0089
7957 | 9.89 | 5.4567 | 3.631 | 47.7301
7958 | 9.15 | 5.1674 | 3.3231 | 45.0873
7959 | 11.38 | 4.1951 | 2.5384 | 43.2263
7960 | 13.74 | 3.0895 | 1.5611 | 37.6504
7961 | 14.86 | 1.7123 | 0.68551 | 20.9712
7962 | 13.88 | 0.45541 | 0.073895 | 3.275
7963 | 13.85 | 0.035198 | 0 | 0
7964 | 12.09 | 0 | 0 | 0
7965 | 11.98 | 0 | 0 | 0
7966 | 11.79 | 0 | 0 | 0
7967 | 11.78 | 0 | 0 | 0
7968 | 12.27 | 0 | 0 | 0
7969 | 10.97 | 0 | 0 | 0
7970 | 9.1 | 0 | 0 | 0
7971 | 11.42 | 0 | 0 | 0
7972 | 10.78 | 0 | 0 | 0
7973 | 8.96 | 0 | 0 | 0
7974 | 7.17 | 0.0175 | 0 | 0.20897
7975 | 5.88 | 0.37341 | 0.028971 | 8.0676
7976 | 3.67 | 1.7867 | 0.34431 | 26.4272
7977 | 6.38 | 3.4684 | 1.3415 | 38.4595
7978 | 4.35 | 4.8485 | 2.726 | 44.3712
7979 | 7.22 | 5.566 | 3.3718 | 47.9379
7980 | 9.74 | 5.5605 | 3.6749 | 48.0089
7981 | 9.89 | 5.4567 | 3.631 | 47.7301
7982 | 9.15 | 5.1674 | 3.3231 | 45.0873
7983 | 11.38 | 4.1951 | 2.5384 | 43.2263
7984 | 13.74 | 3.0895 | 1.5611 | 37.6504
7985 | 14.86 | 1.7123 | 0.68551 | 20.9712
7986 | 13.88 | 0.45541 | 0.073895 | 3.275
7987 | 13.85 | 0.035198 | 0 | 0
7988 | 12.09 | 0 | 0 | 0
7989 | 11.98 | 0 | 0 | 0
7990 | 11.79 | 0 | 0 | 0
7991 | 11.78 | 0 | 0 | 0
7992 | 12.27 | 0 | 0 | 0
7993 | 10.97 | 0 | 0 | 0
7994 | 9.1 | 0 | 0 | 0
7995 | 11.42 | 0 | 0 | 0
7996 | 10.78 | 0 | 0 | 0
7997 | 8.96 | 0 | 0 | 0
7998 | 7.17 | 0.0175 | 0 | 0.20897
7999 | 5.88 | 0.37341 | 0.028971 | 8.0676
8000 | 3.67 | 1.7867 | 0.34431 | 26.4272
8001 | 6.38 | 3.4684 | 1.3415 | 38.4595
8002 | 4.35 | 4.8485 | 2.726 | 44.3712
8003 | 7.22 | 5.566 | 3.3718 | 47.9379
8004 | 9.74 | 5.5605 | 3.6749 | 48.0089
8005 | 9.89 | 5.4567 | 3.631 | 47.7301
8006 | 9.15 | 5.1674 | 3.3231 | 45.0873
8007 | 11.38 | 4.1951 | 2.5384 | 43.2263
8008 | 13.74 | 3.0895 | 1.5611 | 37.6504
8009 | 14.86 | 1.7123 | 0.68551 | 20.9712
8010 | 13.88 | 0.45541 | 0.073895 | 3.275
8011 | 13.85 | 0.035198 | 0 | 0
8012 | 12.09 | 0 | 0 | 0
8013 | 11.98 | 0 | 0 | 0
8014 | 11.79 | 0 | 0 | 0
8015 | 11.78 | 0 | 0 | 0
8016 | 12.27 | 0 | 0 | 0
8017 | 10.97 | 0 | 0 | 0
8018 | 9.1 | 0 | 0 | 0
8019 | 11.42 | 0 | 0 | 0
8020 | 10.78 | 0 | 0 | 0
8021 | 8.96 | 0 | 0 | 0
8022 | 7.17 | 0.0175 | 0 | 0.20897
8023 | 5.88 | 0.37341 | 0.028971 | 8.0676
8024 | 3.67 | 1.7867 | 0.34431 | 26.4272
8025 | 6.38 | 3.4684 | 1.3415 | 38.4595
8026 | 4.35 | 4.8485 | 2.726 | 44.3712
8027 | 7.22 | 5.566 | 3.3718 | 47.9379
8028 | 9.74 | 5.5605 | 3.6749 | 48.0089
8029 | 9.89 | 5.4567 | 3.631 | 47.7301
8030 | 9.15 | 5.1674 | 3.3231 | 45.0873
8031 | 11.38 | 4.1951 | 2.5384 | 43.2263
8032 | 13.74 | 3.0895 | 1.5611 | 37.6504
8033 | 14.86 | 1.7123 | 0.68551 | 20.9712
8034 | 13.88 | 0.45541 | 0.073895 | 3.275
8035 | 13.85 | 0.035198 | 0 | 0
8036 | 12.09 | 0 | 0 | 0
8037 | 11.98 | 0 | 0 | 0
8038 | 11.79 | 0 | 0 | 0
8039 | 11.78 | 0 | 0 | 0
8040 | 12.27 | 0 | 0 | 0
8041 | 10.97 | 0 | 0 | 0
8042 | 9.1 | 0 | 0 | 0
8043 | 11.42 | 0 | 0 | 0
8044 | 10.78 | 0 | 0 | 0
8045 | 8.96 | 0 | 0 | 0
8046 | 7.17 | 0.0175 | 0 | 0.20897
8047 | 5.88 | 0.37341 | 0.028971 | 8.0676
8048 | 3.67 | 1.7867 | 0.34431 | 26.4272
8049 | 6.38 | 3.4684 | 1.3415 | 38.4595
8050 | 4.35 | 4.8485 | 2.726 | 44.3712
8051 | 7.22 | 5.566 | 3.3718 | 47.9379
8052 | 9.74 | 5.5605 | 3.6749 | 48.0089
8053 | 9.89 | 5.4567 | 3.631 | 47.7301
8054 | 9.15 | 5.1674 | 3.3231 | 45.0873
8055 | 11.38 | 4.1951 | 2.5384 | 43.2263
8056 | 13.74 | 3.0895 | 1.5611 | 37.6504
8057 | 14.86 | 1.7123 | 0.68551 | 20.9712
8058 | 13.88 | 0.45541 | 0.073895 | 3.275
8059 | 13.85 | 0.035198 | 0 | 0
8060 | 12.09 | 0 | 0 | 0
8061 | 11.98 | 0 | 0 | 0
8062 | 11.79 | 0 | 0 | 0
8063 | 11.78 | 0 | 0 | 0
8064 | 12.27 | 0 | 0 | 0
8065 | 10.97 | 0 | 0 | 0
8066 | 9.1 | 0 | 0 | 0
8067 | 11.42 | 0 | 0 | 0
8068 | 10.78 | 0 | 0 | 0
8069 | 8.96 | 0 | 0 | 0
8070 | 7.17 | 0.0175 | 0 | 0.20897
8071 | 5.88 | 0.37341 | 0.028971 | 8.0676
8072 | 3.67 | 1.7867 | 0.34431 | 26.4272
8073 | 6.38 | 3.4684 | 1.3415 | 38.4595
8074 | 4.35 | 4.8485 | 2.726 | 44.3712
8075 | 7.22 | 5.566 | 3.3718 | 47.9379
8076 | 9.74 | 5.5605 | 3.6749 | 48.0089
8077 | 9.89 | 5.4567 | 3.631 | 47.7301
8078 | 9.15 | 5.1674 | 3.3231 | 45.0873
8079 | 11.38 | 4.1951 | 2.5384 | 43.2263
8080 | 13.74 | 3.0895 | 1.5611 | 37.6504
8081 | 14.86 | 1.7123 | 0.68551 | 20.9712
8082 | 13.88 | 0.45541 | 0.073895 | 3.275
8083 | 13.85 | 0.035198 | 0 | 0
8084 | 12.09 | 0 | 0 | 0
8085 | 11.98 | 0 | 0 | 0
8086 | 11.79 | 0 | 0 | 0
8087 | 11.78 | 0 | 0 | 0
8088 | 12.27 | 0 | 0 | 0
8089 | 10.97 | 0 | 0 | 0
8090 | 9.1 | 0 | 0 | 0
8091 | 11.42 | 0 | 0 | 0
8092 | 10.78 | 0 | 0 | 0
8093 | 8.96 | 0 | 0 | 0
8094 | 7.17 | 0.0175 | 0 | 0.20897
8095 | 5.88 | 0.37341 | 0.028971 | 8.0676
8096 | 3.67 | 1.7867 | 0.34431 | 26.4272
8097 | 6.38 | 3.4684 | 1.3415 | 38.4595
8098 | 4.35 | 4.8485 | 2.726 | 44.3712
8099 | 7.22 | 5.566 | 3.3718 | 47.9379
8100 | 9.74 | 5.5605 | 3.6749 | 48.0089
8101 | 9.89 | 5.4567 | 3.631 | 47.7301
8102 | 9.15 | 5.1674 | 3.3231 | 45.0873
8103 | 11.38 | 4.1951 | 2.5384 | 43.2263
8104 | 13.74 | 3.0895 | 1.5611 | 37.6504
8105 | 14.86 | 1.7123 | 0.68551 | 20.9712
8106 | 13.88 | 0.45541 | 0.073895 | 3.275
8107 | 13.85 | 0.035198 | 0 | 0
8108 | 12.09 | 0 | 0 | 0
8109 | 11.98 | 0 | 0 | 0
8110 | 11.79 | 0 | 0 | 0
8111 | 11.78 | 0 | 0 | 0
8112 | 12.27 | 0 | 0 | 0
8113 | 10.97 | 0 | 0 | 0
8114 | 9.1 | 0 | 0 | 0
8115 | 11.42 | 0 | 0 | 0
8116 | 10.78 | 0 | 0 | 0
8117 | 8.96 | 0 | 0 | 0
8118 | 7.17 | 0.0175 | 0 | 0.20897
8119 | 5.88 | 0.37341 | 0.028971 | 8.0676
8120 | 3.67 | 1.7867 | 0.34431 | 26.4272
8121 | 6.38 | 3.4684 | 1.3415 | 38.4595
8122 | 4.35 | 4.8485 | 2.726 | 44.3712
8123 | 7.22 | 5.566 | 3.3718 | 47.9379
8124 | 9.74 | 5.5605 | 3.6749 | 48.0089
8125 | 9.89 | 5.4567 | 3.631 | 47.7301
8126 | 9.15 | 5.1674 | 3.3231 | 45.0873
8127 | 11.38 | 4.1951 | 2.5384 | 43.2263
8128 | 13.74 | 3.0895 | 1.5611 | 37.6504
8129 | 14.86 | 1.7123 | 0.68551 | 20.9712
8130 | 13.88 | 0.45541 | 0.073895 | 3.275
8131 | 13.85 | 0.035198 | 0 | 0
8132 | 12.09 | 0 | 0 | 0
8133 | 11.98 | 0 | 0 | 0
8134 | 11.79 | 0 | 0 | 0
8135 | 11.78 | 0 | 0 | 0
8136 | 12.27 | 0 | 0 | 0
8137 | 10.97 | 0 | 0 | 0
8138 | 9.1 | 0 | 0 | 0
8139 | 11.42 | 0 | 0 | 0
8140 | 10.78 | 0 | 0 | 0
8141 | 8.96 | 0 | 0 | 0
8142 | 7.17 | 0.0175 | 0 | 0.20897
8143 | 5.88 | 0.37341 | 0.028971 | 8.0676
8144 | 3.67 | 1.7867 | 0.34431 | 26.4272
8145 | 6.38 | 3.4684 | 1.3415 | 38.4595
8146 | 4.35 | 4.8485 | 2.726 | 44.3712
8147 | 7.22 | 5.566 | 3.3718 | 47.9379
8148 | 9.74 | 5.5605 | 3.6749 | 48.0089
8149 | 9.89 | 5.4567 | 3.631 | 47.7301
8150 | 9.15 | 5.1674 | 3.3231 | 45.0873
8151 | 11.38 | 4.1951 | 2.5384 | 43.2263
8152 | 13.74 | 3.0895 | 1.5611 | 37.6504
8153 | 14.86 | 1.7123 | 0.68551 | 20.9712
8154 | 13.88 | 0.45541 | 0.073895 | 3.275
8155 | 13.85 | 0.035198 | 0 | 0
8156 | 12.09 | 0 | 0 | 0
8157 | 11.98 | 0 | 0 | 0
8158 | 11.79 | 0 | 0 | 0
8159 | 11.78 | 0 | 0 | 0
8160 | 12.27 | 0 | 0 | 0
8161 | 10.97 | 0 | 0 | 0
8162 | 9.1 | 0 | 0 | 0
8163 | 11.42 | 0 | 0 | 0
8164 | 10.78 | 0 | 0 | 0
8165 | 8.96 | 0 | 0 | 0
8166 | 7.17 | 0.0175 | 0 | 0.20897
8167 | 5.88 | 0.37341 | 0.028971 | 8.0676
8168 | 3.67 | 1.7867 | 0.34431 | 26.4272
8169 | 6.38 | 3.4684 | 1.3415 | 38.4595
8170 | 4.35 | 4.8485 | 2.726 | 44.3712
8171 | 7.22 | 5.566 | 3.3718 | 47.9379
8172 | 9.74 | 5.5605 | 3.6749 | 48.0089
8173 | 9.89 | 5.4567 | 3.631 | 47.7301
8174 | 9.15 | 5.1674 | 3.3231 | 45.0873
8175 | 11.38 | 4.1951 | 2.5384 | 43.2263
8176 | 13.74 | 3.0895 | 1.5611 | 37.6504
8177 | 14.86 | 1.7123 | 0.68551 | 20.9712
8178 | 13.88 | 0.45541 | 0.073895 | 3.275
8179 | 13.85 | 0.035198 | 0 | 0
8180 | 12.09 | 0 | 0 | 0
8181 | 11.98 | 0 | 0 | 0
8182 | 11.79 | 0 | 0 | 0
8183 | 11.78 | 0 | 0 | 0
8184 | 12.27 | 0 | 0 | 0
8185 | 10.97 | 0 | 0 | 0
8186 | 9.1 | 0 | 0 | 0
8187 | 11.42 | 0 | 0 | 0
8188 | 10.78 | 0 | 0 | 0
8189 | 8.96 | 0 | 0 | 0
8190 | 7.17 | 0.0175 | 0 | 0.20897
8191 | 5.88 | 0.37341 | 0.028971 | 8.0676
8192 | 3.67 | 1.7867 | 0.34431 | 26.4272
8193 | 6.38 | 3.4684 | 1.3415 | 38.4595
8194 | 4.35 | 4.8485 | 2.726 | 44.3712
8195 | 7.22 | 5.566 | 3.3718 | 47.9379
8196 | 9.74 | 5.5605 | 3.6749 | 48.0089
8197 | 9.89 | 5.4567 | 3.631 | 47.7301
8198 | 9.15 | 5.1674 | 3.3231 | 45.0873
8199 | 11.38 | 4.1951 | 2.5384 | 43.2263
8200 | 13.74 | 3.0895 | 1.5611 | 37.6504
8201 | 14.86 | 1.7123 | 0.68551 | 20.9712
8202 | 13.88 | 0.45541 | 0.073895 | 3.275
8203 | 13.85 | 0.035198 | 0 | 0
8204 | 12.09 | 0 | 0 | 0
8205 | 11.98 | 0 | 0 | 0
8206 | 11.79 | 0 | 0 | 0
8207 | 11.78 | 0 | 0 | 0
8208 | 12.27 | 0 | 0 | 0
8209 | 10.97 | 0 | 0 | 0
8210 | 9.1 | 0 | 0 | 0
8211 | 11.42 | 0 | 0 | 0
8212 | 10.78 | 0 | 0 | 0
8213 | 8.96 | 0 | 0 | 0
8214 | 7.17 | 0.0175 | 0 | 0.20897
8215 | 5.88 | 0.37341 | 0.028971 | 8.0676
8216 | 3.67 | 1.7867 | 0.34431 | 26.4272
8217 | 6.38 | 3.4684 | 1.3415 | 38.4595
8218 | 4.35 | 4.8485 | 2.726 | 44.3712
8219 | 7.22 | 5.566 | 3.3718 | 47.9379
8220 | 9.74 | 5.5605 | 3.6749 | 48.0089
8221 | 9.89 | 5.4567 | 3.631 | 47.7301
8222 | 9.15 | 5.1674 | 3.3231 | 45.0873
8223 | 11.38 | 4.1951 | 2.5384 | 43.2263
8224 | 13.74 | 3.0895 | 1.5611 | 37.6504
8225 | 14.86 | 1.7123 | 0.68551 | 20.9712
8226 | 13.88 | 0.45541 | 0.073895 | 3.275
8227 | 13.85 | 0.035198 | 0 | 0
8228 | 12.09 | 0 | 0 | 0
8229 | 11.98 | 0 | 0 | 0
8230 | 11.79 | 0 | 0 | 0
8231 | 11.78 | 0 | 0 | 0
8232 | 12.27 | 0 | 0 | 0
8233 | 10.97 | 0 | 0 | 0
8234 | 9.1 | 0 | 0 | 0
8235 | 11.42 | 0 | 0 | 0
8236 | 10.78 | 0 | 0 | 0
8237 | 8.96 | 0 | 0 | 0
8238 | 7.17 | 0.0175 | 0 | 0.20897
8239 | 5.88 | 0.37341 | 0.028971 | 8.0676
8240 | 3.67 | 1.7867 | 0.34431 | 26.4272
8241 | 6.38 | 3.4684 | 1.3415 | 38.4595
8242 | 4.35 | 4.8485 | 2.726 | 44.3712
8243 | 7.22 | 5.566 | 3.3718 | 47.9379
8244 | 9.74 | 5.5605 | 3.6749 | 48.0089
8245 | 9.89 | 5.4567 | 3.631 | 47.7301
8246 | 9.15 | 5.1674 | 3.3231 | 45.0873
8247 | 11.38 | 4.1951 | 2.5384 | 43.2263
8248 | 13.74 | 3.0895 | 1.5611 | 37.6504
8249 | 14.86 | 1.7123 | 0.68551 | 20.9712
8250 | 13.88 | 0.45541 | 0.073895 | 3.275
8251 | 13.85 | 0.035198 | 0 | 0
8252 | 12.09 | 0 | 0 | 0
8253 | 11.98 | 0 | 0 | 0
8254 | 11.79 | 0 | 0 | 0
8255 | 11.78 | 0 | 0 | 0
8256 | 12.27 | 0 | 0 | 0
8257 | 10.97 | 0 | 0 | 0
8258 | 9.1 | 0 | 0 | 0
8259 | 11.42 | 0 | 0 | 0
8260 | 10.78 | 0 | 0 | 0
8261 | 8.96 | 0 | 0 | 0
8262 | 7.17 | 0.0175 | 0 | 0.20897
8263 | 5.88 | 0.37341 | 0.028971 | 8.0676
8264 | 3.67 | 1.7867 | 0.34431 | 26.4272
8265 | 6.38 | 3.4684 | 1.3415 | 38.4595
8266 | 4.35 | 4.8485 | 2.726 | 44.3712
8267 | 7.22 | 5.566 | 3.3718 | 47.9379
8268 | 9.74 | 5.5605 | 3.6749 | 48.0089
8269 | 9.89 | 5.4567 | 3.631 | 47.7301
8270 | 9.15 | 5.1674 | 3.3231 | 45.0873
8271 | 11.38 | 4.1951 | 2.5384 | 43.2263
8272 | 13.74 | 3.0895 | 1.5611 | 37.6504
8273 | 14.86 | 1.7123 | 0.68551 | 20.9712
8274 | 13.88 | 0.45541 | 0.073895 | 3.275
8275 | 13.85 | 0.035198 | 0 | 0
8276 | 12.09 | 0 | 0 | 0
8277 | 11.98 | 0 | 0 | 0
8278 | 11.79 | 0 | 0 | 0
8279 | 11.78 | 0 | 0 | 0
8280 | 12.27 | 0 | 0 | 0
8281 | 10.97 | 0 | 0 | 0
8282 | 9.1 | 0 | 0 | 0
8283 | 11.42 | 0 | 0 | 0
8284 | 10.78 | 0 | 0 | 0
8285 | 8.96 | 0 | 0 | 0
8286 | 7.17 | 0.0175 | 0 | 0.20897
8287 | 5.88 | 0.37341 | 0.028971 | 8.0676
8288 | 3.67 | 1.7867 | 0.34431 | 26.4272
8289 | 6.38 | 3.4684 | 1.3415 | 38.4595
8290 | 4.35 | 4.8485 | 2.726 | 44.3712
8291 | 7.22 | 5.566 | 3.3718 | 47.9379
8292 | 9.74 | 5.5605 | 3.6749 | 48.0089
8293 | 9.89 | 5.4567 | 3.631 | 47.7301
8294 | 9.15 | 5.1674 | 3.3231 | 45.0873
8295 | 11.38 | 4.1951 | 2.5384 | 43.2263
8296 | 13.74 | 3.0895 | 1.5611 | 37.6504
8297 | 14.86 | 1.7123 | 0.68551 | 20.9712
8298 | 13.88 | 0.45541 | 0.073895 | 3.275
8299 | 13.85 | 0.035198 | 0 | 0
8300 | 12.09 | 0 | 0 | 0
8301 | 11.98 | 0 | 0 | 0
8302 | 11.79 | 0 | 0 | 0
8303 | 11.78 | 0 | 0 | 0
8304 | 12.27 | 0 | 0 | 0
8305 | 10.97 | 0 | 0 | 0
8306 | 9.1 | 0 | 0 | 0
8307 | 11.42 | 0 | 0 | 0
8308 | 10.78 | 0 | 0 | 0
8309 | 8.96 | 0 | 0 | 0
8310 | 7.17 | 0.0175 | 0 | 0.20897
8311 | 5.88 | 0.37341 | 0.028971 | 8.0676
8312 | 3.67 | 1.7867 | 0.34431 | 26.4272
8313 | 6.38 | 3.4684 | 1.3415 | 38.4595
8314 | 4.35 | 4.8485 | 2.726 | 44.3712
8315 | 7.22 | 5.566 | 3.3718 | 47.9379
8316 | 9.74 | 5.5605 | 3.6749 | 48.0089
8317 | 9.89 | 5.4567 | 3.631 | 47.7301
8318 | 9.15 | 5.1674 | 3.3231 | 45.0873
8319 | 11.38 | 4.1951 | 2.5384 | 43.2263
8320 | 13.74 | 3.0895 | 1.5611 | 37.6504
8321 | 14.86 | 1.7123 | 0.68551 | 20.9712
8322 | 13.88 | 0.45541 | 0.073895 | 3.275
8323 | 13.85 | 0.035198 | 0 | 0
8324 | 12.09 | 0 | 0 | 0
8325 | 11.98 | 0 | 0 | 0
8326 | 11.79 | 0 | 0 | 0
8327 | 11.78 | 0 | 0 | 0
8328 | 12.27 | 0 | 0 | 0
8329 | 10.97 | 0 | 0 | 0
8330 | 9.1 | 0 | 0 | 0
8331 | 11.42 | 0 | 0 | 0
8332 | 10.78 | 0 | 0 | 0
8333 | 8.96 | 0 | 0 | 0
8334 | 7.17 | 0.0175 | 0 | 0.20897
8335 | 5.88 | 0.37341 | 0.028971 | 8.0676
8336 | 3.67 | 1.7867 | 0.34431 | 26.4272
8337 | 6.38 | 3.4684 | 1.3415 | 38.4595
8338 | 4.35 | 4.8485 | 2.726 | 44.3712
8339 | 7.22 | 5.566 | 3.3718 | 47.9379
8340 | 9.74 | 5.5605 | 3.6749 | 48.0089
8341 | 9.89 | 5.4567 | 3.631 | 47.7301
8342 | 9.15 | 5.1674 | 3.3231 | 45.0873
8343 | 11.38 | 4.1951 | 2.5384 | 43.2263
8344 | 13.74 | 3.0895 | 1.5611 | 37.6504
8345 | 14.86 | 1.7123 | 0.68551 | 20.9712
8346 | 13.88 | 0.45541 | 0.073895 | 3.275
8347 | 13.85 | 0.035198 | 0 | 0
8348 | 12.09 | 0 | 0 | 0
8349 | 11.98 | 0 | 0 | 0
8350 | 11.79 | 0 | 0 | 0
8351 | 11.78 | 0 | 0 | 0
8352 | 12.27 | 0 | 0 | 0
8353 | 10.97 | 0 | 0 | 0
8354 | 9.1 | 0 | 0 | 0
8355 | 11.42 | 0 | 0 | 0
8356 | 10.78 | 0 | 0 | 0
8357 | 8.96 | 0 | 0 | 0
8358 | 7.17 | 0.0175 | 0 | 0.20897
8359 | 5.88 | 0.37341 | 0.028971 | 8.0676
8360 | 3.67 | 1.7867 | 0.34431 | 26.4272
8361 | 6.38 | 3.4684 | 1.3415 | 38.4595
8362 | 4.35 | 4.8485 | 2.726 | 44.3712
8363 | 7.22 | 5.566 | 3.3718 | 47.9379
8364 | 9.74 | 5.5605 | 3.6749 | 48.0089
8365 | 9.89 | 5.4567 | 3.631 | 47.7301
8366 | 9.15 | 5.1674 | 3.3231 | 45.0873
8367 | 11.38 | 4.1951 | 2.5384 | 43.2263
8368 | 13.74 | 3.0895 | 1.5611 | 37.6504
8369 | 14.86 | 1.7123 | 0.68551 | 20.9712
8370 | 13.88 | 0.45541 | 0.073895 | 3.275
8371 | 13.85 | 0.035198 | 0 | 0
8372 | 12.09 | 0 | 0 | 0
8373 | 11.98 | 0 | 0 | 0
8374 | 11.79 | 0 | 0 | 0
8375 | 11.78 | 0 | 0 | 0
8376 | 12.27 | 0 | 0 | 0
8377 | 10.97 | 0 | 0 | 0
8378 | 9.1 | 0 | 0 | 0
8379 | 11.42 | 0 | 0 | 0
8380 | 10.78 | 0 | 0 | 0
8381 | 8.96 | 0 | 0 | 0
8382 | 7.17 | 0.0175 | 0 | 0.20897
8383 | 5.88 | 0.37341 | 0.028971 | 8.0676
8384 | 3.67 | 1.7867 | 0.34431 | 26.4272
8385 | 6.38 | 3.4684 | 1.3415 | 38.4595
8386 | 4.35 | 4.8485 | 2.726 | 44.3712
8387 | 7.22 | 5.566 | 3.3718 | 47.9379
8388 | 9.74 | 5.5605 | 3.6749 | 48.0089
8389 | 9.89 | 5.4567 | 3.631 | 47.7301
8390 | 9.15 | 5.1674 | 3.3231 | 45.0873
8391 | 11.38 | 4.1951 | 2.5384 | 43.2263
8392 | 13.74 | 3.0895 | 1.5611 | 37.6504
8393 | 14.86 | 1.7123 | 0.68551 | 20.9712
8394 | 13.88 | 0.45541 | 0.073895 | 3.275
8395 | 13.85 | 0.035198 | 0 | 0
8396 | 12.09 | 0 | 0 | 0
8397 | 11.98 | 0 | 0 | 0
8398 | 11.79 | 0 | 0 | 0
8399 | 11.78 | 0 | 0 | 0
8400 | 12.27 | 0 | 0 | 0
8401 | 10.97 | 0 | 0 | 0
8402 | 9.1 | 0 | 0 | 0
8403 | 11.42 | 0 | 0 | 0
8404 | 10.78 | 0 | 0 | 0
8405 | 8.96 | 0 | 0 | 0
8406 | 7.17 | 0.0175 | 0 | 0.20897
8407 | 5.88 | 0.37341 | 0.028971 | 8.0676
8408 | 3.67 | 1.7867 | 0.34431 | 26.4272
8409 | 6.38 | 3.4684 | 1.3415 | 38.4595
8410 | 4.35 | 4.8485 | 2.726 | 44.3712
8411 | 7.22 | 5.566 | 3.3718 | 47.9379
8412 | 9.74 | 5.5605 | 3.6749 | 48.0089
8413 | 9.89 | 5.4567 | 3.631 | 47.7301
8414 | 9.15 | 5.1674 | 3.3231 | 45.0873
8415 | 11.38 | 4.1951 | 2.5384 | 43.2263
8416 | 13.74 | 3.0895 | 1.5611 | 37.6504
8417 | 14.86 | 1.7123 | 0.68551 | 20.9712
8418 | 13.88 | 0.45541 | 0.073895 | 3.275
8419 | 13.85 | 0.035198 | 0 | 0
8420 | 12.09 | 0 | 0 | 0
8421 | 11.98 | 0 | 0 | 0
8422 | 11.79 | 0 | 0 | 0
8423 | 11.78 | 0 | 0 | 0
8424 | 12.27 | 0 | 0 | 0
8425 | 10.97 | 0 | 0 | 0
8426 | 9.1 | 0 | 0 | 0
8427 | 11.42 | 0 | 0 | 0
8428 | 10.78 | 0 | 0 | 0
8429 | 8.96 | 0 | 0 | 0
8430 | 7.17 | 0.0175 | 0 | 0.20897
8431 | 5.88 | 0.37341 | 0.028971 | 8.0676
8432 | 3.67 | 1.7867 | 0.34431 | 26.4272
8433 | 6.38 | 3.4684 | 1.3415 | 38.4595
8434 | 4.35 | 4.8485 | 2.726 | 44.3712
8435 | 7.22 | 5.566 | 3.3718 | 47.9379
8436 | 9.74 | 5.5605 | 3.6749 | 48.0089
8437 | 9.89 | 5.4567 | 3.631 | 47.7301
8438 | 9.15 | 5.1674 | 3.3231 | 45.0873
8439 | 11.38 | 4.1951 | 2.5384 | 43.2263
8440 | 13.74 | 3.0895 | 1.5611 | 37.6504
8441 | 14.86 | 1.7123 | 0.68551 | 20.9712
8442 | 13.88 | 0.45541 | 0.073895 | 3.275
8443 | 13.85 | 0.035198 | 0 | 0
8444 | 12.09 | 0 | 0 | 0
8445 | 11.98 | 0 | 0 | 0
8446 | 11.79 | 0 | 0 | 0
8447 | 11.78 | 0 | 0 | 0
8448 | 12.27 | 0 | 0 | 0
8449 | 10.97 | 0 | 0 | 0
8450 | 9.1 | 0 | 0 | 0
8451 | 11.42 | 0 | 0 | 0
8452 | 10.78 | 0 | 0 | 0
8453 | 8.96 | 0 | 0 | 0
8454 | 7.17 | 0.0175 | 0 | 0.20897
8455 | 5.88 | 0.37341 | 0.028971 | 8.0676
8456 | 3.67 | 1.7867 | 0.34431 | 26.4272
8457 | 6.38 | 3.4684 | 1.3415 | 38.4595
8458 | 4.35 | 4.8485 | 2.726 | 44.3712
8459 | 7.22 | 5.566 | 3.3718 | 47.9379
8460 | 9.74 | 5.5605 | 3.6749 | 48.0089
8461 | 9.89 | 5.4567 | 3.631 | 47.7301
8462 | 9.15 | 5.1674 | 3.3231 | 45.0873
8463 | 11.38 | 4.1951 | 2.5384 | 43.2263
8464 | 13.74 | 3.0895 | 1.5611 | 37.6504
8465 | 14.86 | 1.7123 | 0.68551 | 20.9712
8466 | 13.88 | 0.45541 | 0.073895 | 3.275
8467 | 13.85 | 0.035198 | 0 | 0
8468 | 12.09 | 0 | 0 | 0
8469 | 11.98 | 0 | 0 | 0
8470 | 11.79 | 0 | 0 | 0
8471 | 11.78 | 0 | 0 | 0
8472 | 12.27 | 0 | 0 | 0
8473 | 10.97 | 0 | 0 | 0
8474 | 9.1 | 0 | 0 | 0
8475 | 11.42 | 0 | 0 | 0
8476 | 10.78 | 0 | 0 | 0
8477 | 8.96 | 0 | 0 | 0
8478 | 7.17 | 0.0175 | 0 | 0.20897
8479 | 5.88 | 0.37341 | 0.028971 | 8.0676
8480 | 3.67 | 1.7867 | 0.34431 | 26.4272
8481 | 6.38 | 3.4684 | 1.3415 | 38.4595
8482 | 4.35 | 4.8485 | 2.726 | 44.3712
8483 | 7.22 | 5.566 | 3.3718 | 47.9379
8484 | 9.74 | 5.5605 | 3.6749 | 48.0089
8485 | 9.89 | 5.4567 | 3.631 | 47.7301
8486 | 9.15 | 5.1674 | 3.3231 | 45.0873
8487 | 11.38 | 4.1951 | 2.5384 | 43.2263
8488 | 13.74 | 3.0895 | 1.5611 | 37.6504
8489 | 14.86 | 1.7123 | 0.68551 | 20.9712
8490 | 13.88 | 0.45541 | 0.073895 | 3.275
8491 | 13.85 | 0.035198 | 0 | 0
8492 | 12.09 | 0 | 0 | 0
8493 | 11.98 | 0 | 0 | 0
8494 | 11.79 | 0 | 0 | 0
8495 | 11.78 | 0 | 0 | 0
8496 | 12.27 | 0 | 0 | 0
8497 | 10.97 | 0 | 0 | 0
8498 | 9.1 | 0 | 0 | 0
8499 | 11.42 | 0 | 0 | 0
8500 | 10.78 | 0 | 0 | 0
8501 | 8.96 | 0 | 0 | 0
8502 | 7.17 | 0.0175 | 0 | 0.20897
8503 | 5.88 | 0.37341 | 0.028971 | 8.0676
8504 | 3.67 | 1.7867 | 0.34431 | 26.4272
8505 | 6.38 | 3.4684 | 1.3415 | 38.4595
8506 | 4.35 | 4.8485 | 2.726 | 44.3712
8507 | 7.22 | 5.566 | 3.3718 | 47.9379
8508 | 9.74 | 5.5605 | 3.6749 | 48.0089
8509 | 9.89 | 5.4567 | 3.631 | 47.7301
8510 | 9.15 | 5.1674 | 3.3231 | 45.0873
8511 | 11.38 | 4.1951 | 2.5384 | 43.2263
8512 | 13.74 | 3.0895 | 1.5611 | 37.6504
8513 | 14.86 | 1.7123 | 0.68551 | 20.9712
8514 | 13.88 | 0.45541 | 0.073895 | 3.275
8515 | 13.85 | 0.035198 | 0 | 0
8516 | 12.09 | 0 | 0 | 0
8517 | 11.98 | 0 | 0 | 0
8518 | 11.79 | 0 | 0 | 0
8519 | 11.78 | 0 | 0 | 0
8520 | 12.27 | 0 | 0 | 0
8521 | 10.97 | 0 | 0 | 0
8522 | 9.1 | 0 | 0 | 0
8523 | 11.42 | 0 | 0 | 0
8524 | 10.78 | 0 | 0 | 0
8525 | 8.96 | 0 | 0 | 0
8526 | 7.17 | 0.0175 | 0 | 0.20897
8527 | 5.88 | 0.37341 | 0.028971 | 8.0676
8528 | 3.67 | 1.7867 | 0.34431 | 26.4272
8529 | 6.38 | 3.4684 | 1.3415 | 38.4595
8530 | 4.35 | 4.8485 | 2.726 | 44.3712
8531 | 7.22 | 5.566 | 3.3718 | 47.9379
8532 | 9.74 | 5.5605 | 3.6749 | 48.0089
8533 | 9.89 | 5.4567 | 3.631 | 47.7301
8534 | 9.15 | 5.1674 | 3.3231 | 45.0873
8535 | 11.38 | 4.1951 | 2.5384 | 43.2263
8536 | 13.74 | 3.0895 | 1.5611 | 37.6504
8537 | 14.86 | 1.7123 | 0.68551 | 20.9712
8538 | 13.88 | 0.45541 | 0.073895 | 3.275
8539 | 13.85 | 0.035198 | 0 | 0
8540 | 12.09 | 0 | 0 | 0
8541 | 11.98 | 0 | 0 | 0
8542 | 11.79 | 0 | 0 | 0
8543 | 11.78 | 0 | 0 | 0
8544 | 12.27 | 0 | 0 | 0
8545 | 10.97 | 0 | 0 | 0
8546 | 9.1 | 0 | 0 | 0
8547 | 11.42 | 0 | 0 | 0
8548 | 10.78 | 0 | 0 | 0
8549 | 8.96 | 0 | 0 | 0
8550 | 7.17 | 0.0175 | 0 | 0.20897
8551 | 5.88 | 0.37341 | 0.028971 | 8.0676
8552 | 3.67 | 1.7867 | 0.34431 | 26.4272
8553 | 6.38 | 3.4684 | 1.3415 | 38.4595
8554 | 4.35 | 4.8485 | 2.726 | 44.3712
8555 | 7.22 | 5.566 | 3.3718 | 47.9379
8556 | 9.74 | 5.5605 | 3.6749 | 48.0089
8557 | 9.89 | 5.4567 | 3.631 | 47.7301
8558 | 9.15 | 5.1674 | 3.3231 | 45.0873
8559 | 11.38 | 4.1951 | 2.5384 | 43.2263
8560 | 13.74 | 3.0895 | 1.5611 | 37.6504
8561 | 14.86 | 1.7123 | 0.68551 | 20.9712
8562 | 13.88 | 0.45541 | 0.073895 | 3.275
8563 | 13.85 | 0.035198 | 0 | 0
8564 | 12.09 | 0 | 0 | 0
8565 | 11.98 | 0 | 0 | 0
8566 | 11.79 | 0 | 0 | 0
8567 | 11.78 | 0 | 0 | 0
8568 | 12.27 | 0 | 0 | 0
8569 | 10.97 | 0 | 0 | 0
8570 | 9.1 | 0 | 0 | 0
8571 | 11.42 | 0 | 0 | 0
8572 | 10.78 | 0 | 0 | 0
8573 | 8.96 | 0 | 0 | 0
8574 | 7.17 | 0.0175 | 0 | 0.20897
8575 | 5.88 | 0.37341 | 0.028971 | 8.0676
8576 | 3.67 | 1.7867 | 0.34431 | 26.4272
8577 | 6.38 | 3.4684 | 1.3415 | 38.4595
8578 | 4.35 | 4.8485 | 2.726 | 44.3712
8579 | 7.22 | 5.566 | 3.3718 | 47.9379
8580 | 9.74 | 5.5605 | 3.6749 | 48.0089
8581 | 9.89 | 5.4567 | 3.631 | 47.7301
8582 | 9.15 | 5.1674 | 3.3231 | 45.0873
8583 | 11.38 | 4.1951 | 2.5384 | 43.2263
8584 | 13.74 | 3.0895 | 1.5611 | 37.6504
8585 | 14.86 | 1.7123 | 0.68551 | 20.9712
8586 | 13.88 | 0.45541 | 0.073895 | 3.275
8587 | 13.85 | 0.035198 | 0 | 0
8588 | 12.09 | 0 | 0 | 0
8589 | 11.98 | 0 | 0 | 0
8590 | 11.79 | 0 | 0 | 0
8591 | 11.78 | 0 | 0 | 0
8592 | 12.27 | 0 | 0 | 0
8593 | 10.97 | 0 | 0 | 0
8594 | 9.1 | 0 | 0 | 0
8595 | 11.42 | 0 | 0 | 0
8596 | 10.78 | 0 | 0 | 0
8597 | 8.96 | 0 | 0 | 0
8598 | 7.17 | 0.0175 | 0 | 0.20897
8599 | 5.88 | 0.37341 | 0.028971 | 8.0676
8600 | 3.67 | 1.7867 | 0.34431 | 26.4272
8601 | 6.38 | 3.4684 | 1.3415 | 38.4595
8602 | 4.35 | 4.8485 | 2.726 | 44.3712
8603 | 7.22 | 5.566 | 3.3718 | 47.9379
8604 | 9.74 | 5.5605 | 3.6749 | 48.0089
8605 | 9.89 | 5.4567 | 3.631 | 47.7301
8606 | 9.15 | 5.1674 | 3.3231 | 45.0873
8607 | 11.38 | 4.1951 | 2.5384 | 43.2263
8608 | 13.74 | 3.0895 | 1.5611 | 37.6504
8609 | 14.86 | 1.7123 | 0.68551 | 20.9712
8610 | 13.88 | 0.45541 | 0.073895 | 3.275
8611 | 13.85 | 0.035198 | 0 | 0
8612 | 12.09 | 0 | 0 | 0
8613 | 11.98 | 0 | 0 | 0
8614 | 11.79 | 0 | 0 | 0
8615 | 11.78 | 0 | 0 | 0
8616 | 12.27 | 0 | 0 | 0
8617 | 10.97 | 0 | 0 | 0
8618 | 9.1 | 0 | 0 | 0
8619 | 11.42 | 0 | 0 | 0
8620 | 10.78 | 0 | 0 | 0
8621 | 8.96 | 0 | 0 | 0
8622 | 7.17 | 0.0175 | 0 | 0.20897
8623 | 5.88 | 0.37341 | 0.028971 | 8.0676
8624 | 3.67 | 1.7867 | 0.34431 | 26.4272
8625 | 6.38 | 3.4684 | 1.3415 | 38.4595
8626 | 4.35 | 4.8485 | 2.726 | 44.3712
8627 | 7.22 | 5.566 | 3.3718 | 47.9379
8628 | 9.74 | 5.5605 | 3.6749 | 48.0089
8629 | 9.89 | 5.4567 | 3.631 | 47.7301
8630 | 9.15 | 5.1674 | 3.3231 | 45.0873
8631 | 11.38 | 4.1951 | 2.5384 | 43.2263
8632 | 13.74 | 3.0895 | 1.5611 | 37.6504
8633 | 14.86 | 1.7123 | 0.68551 | 20.9712
8634 | 13.88 | 0.45541 | 0.073895 | 3.275
8635 | 13.85 | 0.035198 | 0 | 0
8636 | 12.09 | 0 | 0 | 0
8637 | 11.98 | 0 | 0 | 0
8638 | 11.79 | 0 | 0 | 0
8639 | 11.78 | 0 | 0 | 0
8640 | 12.27 | 0 | 0 | 0
8641 | 10.97 | 0 | 0 | 0
8642 | 9.1 | 0 | 0 | 0
8643 | 11.42 | 0 | 0 | 0
8644 | 10.78 | 0 | 0 | 0
8645 | 8.96 | 0 | 0 | 0
8646 | 7.17 | 0.0175 | 0 | 0.20897
8647 | 5.88 | 0.37341 | 0.028971 | 8.0676
8648 | 3.67 | 1.7867 | 0.34431 | 26.4272
8649 | 6.38 | 3.4684 | 1.3415 | 38.4595
8650 | 4.35 | 4.8485 | 2.726 | 44.3712
8651 | 7.22 | 5.566 | 3.3718 | 47.9379
8652 | 9.74 | 5.5605 | 3.6749 | 48.0089
8653 | 9.89 | 5.4567 | 3.631 | 47.7301
8654 | 9.15 | 5.1674 | 3.3231 | 45.0873
8655 | 11.38 | 4.1951 | 2.5384 | 43.2263
8656 | 13.74 | 3.0895 | 1.5611 | 37.6504
8657 | 14.86 | 1.7123 | 0.68551 | 20.9712
8658 | 13.88 | 0.45541 | 0.073895 | 3.275
8659 | 13.85 | 0.035198 | 0 | 0
8660 | 12.09 | 0 | 0 | 0
8661 | 11.98 | 0 | 0 | 0
8662 | 11.79 | 0 | 0 | 0
8663 | 11.78 | 0 | 0 | 0
8664 | 12.27 | 0 | 0 | 0
8665 | 10.97 | 0 | 0 | 0
8666 | 9.1 | 0 | 0 | 0
8667 | 11.42 | 0 | 0 | 0
8668 | 10.78 | 0 | 0 | 0
8669 | 8.96 | 0 | 0 | 0
8670 | 7.17 | 0.0175 | 0 | 0.20897
8671 | 5.88 | 0.37341 | 0.028971 | 8.0676
8672 | 3.67 | 1.7867 | 0.34431 | 26.4272
8673 | 6.38 | 3.4684 | 1.3415 | 38.4595
8674 | 4.35 | 4.8485 | 2.726 | 44.3712
8675 | 7.22 | 5.566 | 3.3718 | 47.9379
8676 | 9.74 | 5.5605 | 3.6749 | 48.0089
8677 | 9.89 | 5.4567 | 3.631 | 47.7301
8678 | 9.15 | 5.1674 | 3.3231 | 45.0873
8679 | 11.38 | 4.1951 | 2.5384 | 43.2263
8680 | 13.74 | 3.0895 | 1.5611 | 37.6504
8681 | 14.86 | 1.7123 | 0.68551 | 20.9712
8682 | 13.88 | 0.45541 | 0.073895 | 3.275
8683 | 13.85 | 0.035198 | 0 | 0
8684 | 12.09 | 0 | 0 | 0
8685 | 11.98 | 0 | 0 | 0
8686 | 11.79 | 0 | 0 | 0
8687 | 11.78 | 0 | 0 | 0
8688 | 12.27 | 0 | 0 | 0
8689 | 10.97 | 0 | 0 | 0
8690 | 9.1 | 0 | 0 | 0
8691 | 11.42 | 0 | 0 | 0
8692 | 10.78 | 0 | 0 | 0
8693 | 8.96 | 0 | 0 | 0
8694 | 7.17 | 0.0175 | 0 | 0.20897
8695 | 5.88 | 0.37341 | 0.028971 | 8.0676
8696 | 3.67 | 1.7867 | 0.34431 | 26.4272
8697 | 6.38 | 3.4684 | 1.3415 | 38.4595
8698 | 4.35 | 4.8485 | 2.726 | 44.3712
8699 | 7.22 | 5.566 | 3.3718 | 47.9379
8700 | 9.74 | 5.5605 | 3.6749 | 48.0089
8701 | 9.89 | 5.4567 | 3.631 | 47.7301
8702 | 9.15 | 5.1674 | 3.3231 | 45.0873
8703 | 11.38 | 4.1951 | 2.5384 | 43.2263
8704 | 13.74 | 3.0895 | 1.5611 | 37.6504
8705 | 14.86 | 1.7123 | 0.68551 | 20.9712
8706 | 13.88 | 0.45541 | 0.073895 | 3.275
8707 | 13.85 | 0.035198 | 0 | 0
8708 | 12.09 | 0 | 0 | 0
8709 | 11.98 | 0 | 0 | 0
8710 | 11.79 | 0 | 0 | 0
8711 | 11.78 | 0 | 0 | 0
8712 | 12.27 | 0 | 0 | 0
8713 | 10.97 | 0 | 0 | 0
8714 | 9.1 | 0 | 0 | 0
8715 | 11.42 | 0 | 0 | 0
8716 | 10.78 | 0 | 0 | 0
8717 | 8.96 | 0 | 0 | 0
8718 | 7.17 | 0.0175 | 0 | 0.20897
8719 | 5.88 | 0.37341 | 0.028971 | 8.0676
8720 | 3.67 | 1.7867 | 0.34431 | 26.4272
8721 | 6.38 | 3.4684 | 1.3415 | 38.4595
8722 | 4.35 | 4.8485 | 2.726 | 44.3712
8723 | 7.22 | 5.566 | 3.3718 | 47.9379
8724 | 9.74 | 5.5605 | 3.6749 | 48.0089
8725 | 9.89 | 5.4567 | 3.631 | 47.7301
8726 | 9.15 | 5.1674 | 3.3231 | 45.0873
8727 | 11.38 | 4.1951 | 2.5384 | 43.2263
8728 | 13.74 | 3.0895 | 1.5611 | 37.6504
8729 | 14.86 | 1.7123 | 0.68551 | 20.9712
8730 | 13.88 | 0.45541 | 0.073895 | 3.275
8731 | 13.85 | 0.035198 | 0 | 0
8732 | 12.09 | 0 | 0 | 0
8733 | 11.98 | 0 | 0 | 0
8734 | 11.79 | 0 | 0 | 0
8735 | 11.78 | 0 | 0 | 0
8736 | 12.27 | 0 | 0 | 0
8737 | 10.97 | 0 | 0 | 0
8738 | 9.1 | 0 | 0 | 0
8739 | 11.42 | 0 | 0 | 0
8740 | 10.78 | 0 | 0 | 0
8741 | 8.96 | 0 | 0 | 0
8742 | 7.17 | 0.0175 | 0 | 0.20897
8743 | 5.88 | 0.37341 | 0.028971 | 8.0676
8744 | 3.67 | 1.7867 | 0.34431 | 26.4272
8745 | 6.38 | 3.4684 | 1.3415 | 38.4595
8746 | 4.35 | 4.8485 | 2.726 | 44.3712
8747 | 7.22 | 5.566 | 3.3718 | 47.9379
8748 | 9.74 | 5.5605 | 3.6749 | 48.0089
8749 | 9.89 | 5.4567 | 3.631 | 47.7301
8750 | 9.15 | 5.1674 | 3.3231 | 45.0873
8751 | 11.38 | 4.1951 | 2.5384 | 43.2263
8752 | 13.74 | 3.0895 | 1.5611 | 37.6504
8753 | 14.86 | 1.7123 | 0.68551 | 20.9712
8754 | 13.88 | 0.45541 | 0.073895 | 3.275
8755 | 13.85 | 0.035198 | 0 | 0
8756 | 12.09 | 0 | 0 | 0
8757 | 11.98 | 0 | 0 | 0
8758 | 11.79 | 0 | 0 | 0
8759 | 11.78 | 0 | 0 | 0
8760 | 12.27 | 0 | 0 | 0

## Branch
| Name | from | to | R | X | Flowlimit | RATEB | RATEC | GI | BI | GJ | BJ | Length | Usage Charge | Tap | Angle | Area | Zone | Owner
l1 | Jamondino-San Bernardino | b1 | b2 | 0.010614 | 0.085567 | 317.8 | 317.8 | 317.8 | 0 | 0 | 0 | 0 | 188
l2 | Jamondino – Tesalia- Betania | b1 | b3 | 0.029962 | 0.20594 | 220.9 | 220.9 | 220.9 | 0 | 0 | 0 | 0 | 48,79
l3 | San Bernardino-Betania | b2 | b3 | 0.0044896 | 0.063733 | 220.9 | 220.9 | 220.9 | 0 | 0 | 0 | 0 | 171,5
l4 | San Bernardino-San Marcos | b2 | b4 | 0.013176 | 0.11268 | 407.4 | 407.4 | 407.4 | 0 | 0 | 0 | 0
l5 | Betania-Tesalia-Alférez | b3 | b4 | 0.014811 | 0.12102 | 748.8 | 748.8 | 748.8 | 0 | 0 | 0 | 0 | 236,15
l6 | San Marcos- La Virginia | b4 | b5 | 0.001432 | 0.02104 | 748.8 | 748.8 | 748.8 | 0 | 0 | 0 | 0 | 171,8
l7 | Betania- La Virginia | b3 | b5 | 0.026314 | 0.25323 | 67.9 | 67.9 | 67.9 | 0 | 0 | 0 | 0
l8 | Betania- La Mesa – Bacatá | b3 | b6 | 0.033346 | 0.28139 | 407.4 | 407.4 | 407.4 | 0 | 0 | 0 | 0
l9 | Bacatá-Rubiales | b6 | b7 | 0.0091588 | 0.091267 | 498.9 | 498.9 | 498.9 | 0 | 0 | 0 | 0 | 260
l10 | La Virginia – Bacata | b5 | b6 | 0.003368 | 0.04726 | 748.8 | 748.8 | 748.8 | 0 | 0 | 0 | 0
l11 | La Virginia-San Carlos | b5 | b8 | 0.000684 | 0.01046 | 1649.2 | 1649.2 | 1649.2 | 0 | 0 | 0 | 0 | 208,2
l12 | Bacatá -Primavera-San Carlos | b6 | b8 | 0.0037996 | 0.035936 | 617.3 | 617.3 | 617.3 | 0 | 0 | 0 | 0 | 318
l13 | Bacatá-Torca-Chivor -Sochagota | b6 | b9 | 0.011049 | 0.1089 | 407.4 | 407.4 | 407.4 | 0 | 0 | 0 | 0 | 233,5
l14 | Sochagota- Guatiguará – Sogamoso | b9 | b10 | 0.013636 | 0.1189 | 360.6 | 360.6 | 360.6 | 0 | 0 | 0 | 0
l15 | Sogamoso- Primavera-San Carlos | b8 | b10 | 0.002356 | 0.028696 | 1649.2 | 1649.2 | 1649.2 | 0 | 0 | 0 | 0
l16 | San Carlos-Porce 3-Cerromatoso | b8 | b12 | 0.002192 | 0.027628 | 1649.2 | 1649.2 | 1649.2 | 0 | 0 | 0 | 0
l17 | Sogamoso - Ocaña | b10 | b11 | 0.00178 | 0.021604 | 899.5 | 899.5 | 899.5 | 0 | 0 | 0 | 0
l18 | Chinú-Bolivar (under construction) | b12 | b13 | 0.004076 | 0.04904 | 67.9 | 67.9 | 67.9 | 0 | 0 | 0 | 0 | 160
l19 | Chinú-Sabanalarga | b12 | b14 | 0.001716 | 0.024128 | 651.6 | 651.6 | 651.6 | 0 | 0 | 0 | 0
l20 | Chinú-Copey (under construction) | b12 | b15 | 0.002496 | 0.026768 | 651.6 | 651.6 | 651.6 | 0 | 0 | 0 | 0 | 217
l21 | Ocaña-Copey | b11 | b15 | 0.001672 | 0.037168 | 1051.1 | 1051.1 | 1051.1 | 0 | 0 | 0 | 0
l22 | Bolivar-Copey | b13 | b15 | 0.00158 | 0.022272 | 334.6 | 334.6 | 334.6 | 0 | 0 | 0 | 0
l23 | Sabanalarga- Bolivar | b13 | b14 | 0.000608 | 0.008556 | 334.6 | 334.6 | 334.6 | 0 | 0 | 0 | 0 | 69635
l24 | Copey-Fundación-Sabanalarga | b14 | b15 | 0.010203 | 0.057459 | 407.4 | 407.4 | 407.4 | 0 | 0 | 0 | 0 | 139,4
l25 | Bacata-Norte-Sogamoso (under construction) | b6 | b10 | 0.0037859 | 0.044341 | 617.3 | 617.3 | 617.3 | 0 | 0 | 0 | 0 | 288
Note on C1: Zuyi Li: From bus number
Note on D1: Zuyi Li: To bus number
Note on F1: Zuyi Li: Reactance (DEAFULT: must input; p.u.)
Note on G1: Zuyi Li: Flow limit A (DEFAULT: 0; MVA)
Note on H1: Zuyi Li: Flow limit B (DEFAULT: 0; MVA)
Note on I1: Zuyi Li: Flow limit C (DEFAULT: 0; MVA)
Note on J1: Zuyi Li: Line shunt conductance at from bus side (DEFAULT: 0; p.u.)
Note on K1: Zuyi Li: Line shunt susceptance at from bus side (DEFAULT: 0; p.u.)
Note on L1: Zuyi Li: Line shunt conductance at to bus side (DEFAULT: 0; p.u.)
Note on M1: Zuyi Li: Line shunt susceptance at to bus side (DEFAULT: 0; p.u.)
Note on N1: Zuyi Li: Branch length (mile) (DEFAULT: 0)
Note on O1: Zuyi Li: Transmission usage charge ($/MW/mile)
Note on P1: Zuyi Li: Tap (DEFAULT: 0; p.u.)
Note on Q1: Zuyi Li: Phase shifter angle (DEFAULT: 0; degree)
Note on R1: Zuyi Li: Area number (DEFAULT: 1)
Note on S1: Zuyi Li: Zone number (DEFAULT: 1)
Note on T1: Zuyi Li: Owner number (DEFAULT: 1)

## Branch_map
| b1 | b2 | b3 | b4 | b5 | b6 | b7 | b8 | b9 | b10 | b11 | b12 | b13 | b14 | b15
l1 | 1 | -1 | 0 | 0 | 0 | 0 | 0 | 0 | 0 | 0 | 0 | 0 | 0 | 0 | 0
l2 | 1 | 0 | -1 | 0 | 0 | 0 | 0 | 0 | 0 | 0 | 0 | 0 | 0 | 0 | 0
l3 | 0 | 1 | -1 | 0 | 0 | 0 | 0 | 0 | 0 | 0 | 0 | 0 | 0 | 0 | 0
l4 | 0 | 1 | 0 | -1 | 0 | 0 | 0 | 0 | 0 | 0 | 0 | 0 | 0 | 0 | 0
l5 | 0 | 0 | 1 | -1 | 0 | 0 | 0 | 0 | 0 | 0 | 0 | 0 | 0 | 0 | 0
l6 | 0 | 0 | 0 | 1 | -1 | 0 | 0 | 0 | 0 | 0 | 0 | 0 | 0 | 0 | 0
l7 | 0 | 0 | 1 | 0 | -1 | 0 | 0 | 0 | 0 | 0 | 0 | 0 | 0 | 0 | 0
l8 | 0 | 0 | 1 | 0 | 0 | -1 | 0 | 0 | 0 | 0 | 0 | 0 | 0 | 0 | 0
l9 | 0 | 0 | 0 | 0 | 0 | 1 | -1 | 0 | 0 | 0 | 0 | 0 | 0 | 0 | 0
l10 | 0 | 0 | 0 | 0 | 1 | -1 | 0 | 0 | 0 | 0 | 0 | 0 | 0 | 0 | 0
l11 | 0 | 0 | 0 | 0 | 1 | 0 | 0 | -1 | 0 | 0 | 0 | 0 | 0 | 0 | 0
l12 | 0 | 0 | 0 | 0 | 0 | 1 | 0 | -1 | 0 | 0 | 0 | 0 | 0 | 0 | 0
l13 | 0 | 0 | 0 | 0 | 0 | 1 | 0 | 0 | -1 | 0 | 0 | 0 | 0 | 0 | 0
l14 | 0 | 0 | 0 | 0 | 0 | 0 | 0 | 0 | 1 | -1 | 0 | 0 | 0 | 0 | 0
l15 | 0 | 0 | 0 | 0 | 0 | 0 | 0 | 1 | 0 | -1 | 0 | 0 | 0 | 0 | 0
l16 | 0 | 0 | 0 | 0 | 0 | 0 | 0 | 1 | 0 | 0 | 0 | -1 | 0 | 0 | 0
l17 | 0 | 0 | 0 | 0 | 0 | 0 | 0 | 0 | 0 | 1 | -1 | 0 | 0 | 0 | 0
l18 | 0 | 0 | 0 | 0 | 0 | 0 | 0 | 0 | 0 | 0 | 0 | 1 | -1 | 0 | 0
l19 | 0 | 0 | 0 | 0 | 0 | 0 | 0 | 0 | 0 | 0 | 0 | 1 | 0 | -1 | 0
l20 | 0 | 0 | 0 | 0 | 0 | 0 | 0 | 0 | 0 | 0 | 0 | 1 | 0 | 0 | -1
l21 | 0 | 0 | 0 | 0 | 0 | 0 | 0 | 0 | 0 | 0 | 1 | 0 | 0 | 0 | -1
l22 | 0 | 0 | 0 | 0 | 0 | 0 | 0 | 0 | 0 | 0 | 0 | 0 | 1 | 0 | -1
l23 | 0 | 0 | 0 | 0 | 0 | 0 | 0 | 0 | 0 | 0 | 0 | 0 | 1 | -1 | 0
l24 | 0 | 0 | 0 | 0 | 0 | 0 | 0 | 0 | 0 | 0 | 0 | 0 | 0 | 1 | -1
l25 | 0 | 0 | 0 | 0 | 0 | 1 | 0 | 0 | 0 | -1 | 0 | 0 | 0 | 0 | 0

## load
| b1 | b2 | b3 | b4 | b5 | b6 | b7 | b8 | b9 | b10 | b11 | b12 | b13 | b14 | b15
1 | 122.95 | 100.38 | 355.88 | 614.06 | 239.14 | 1190.53 | 193.09 | 782.25 | 244.64 | 293.42 | 176.73 | 418.16 | 325.21 | 554.19 | 479.64
2 | 113.01 | 91.41 | 344.34 | 589.86 | 225.36 | 1106.29 | 181.73 | 748.37 | 241.92 | 284.85 | 175.34 | 423.31 | 333.79 | 541.07 | 486.39
3 | 103.77 | 85.71 | 328.52 | 564.2 | 213.52 | 1036.25 | 178.59 | 724.02 | 240.07 | 278.08 | 173.67 | 412.01 | 342.15 | 533.1 | 495.04
4 | 96.03 | 81.45 | 314.18 | 539.73 | 201.43 | 983.49 | 174.66 | 697.17 | 238.07 | 269.07 | 170.88 | 411.02 | 342.64 | 527.23 | 491.08
5 | 90.29 | 76.5 | 306.31 | 521.01 | 192.82 | 953.97 | 163.09 | 681.88 | 233.02 | 260.84 | 166.84 | 403.12 | 337.31 | 519.94 | 482.84
6 | 88.04 | 73.88 | 299.09 | 505.13 | 187.91 | 935.64 | 159.84 | 696.72 | 223.33 | 254.49 | 161.89 | 396.49 | 328.14 | 507.48 | 470.15
7 | 82.31 | 70.44 | 265.42 | 454.45 | 167.58 | 859 | 147.43 | 628.15 | 227.77 | 231.03 | 147.97 | 351.61 | 306.53 | 478.24 | 433.3
8 | 85.44 | 67.77 | 271.91 | 448.16 | 172.21 | 894.58 | 150.38 | 631.56 | 226.16 | 233.72 | 144.25 | 338.39 | 306.33 | 486.39 | 418.9
9 | 91.12 | 72.15 | 287.38 | 456.15 | 185.95 | 953.65 | 156.36 | 706.4 | 219.05 | 239.4 | 141.2 | 335.29 | 309.91 | 498.22 | 421.57
10 | 98.01 | 77.17 | 309.51 | 476.23 | 202.55 | 1034.28 | 165.48 | 764.26 | 221.67 | 252.6 | 147.4 | 339.86 | 319.12 | 521.78 | 429.81
11 | 103.2 | 79.02 | 324.88 | 501.56 | 217.88 | 1105.78 | 177.43 | 811.1 | 236.9 | 262.78 | 152.82 | 338.73 | 322.53 | 527 | 424.88
12 | 107.66 | 83.15 | 336.77 | 525.38 | 232.45 | 1162.42 | 168.18 | 846.57 | 241.61 | 271.24 | 156.99 | 350.91 | 328.79 | 534.31 | 424.04
13 | 109.13 | 84.5 | 343.72 | 540.06 | 238.37 | 1199.27 | 170.88 | 856.22 | 237.6 | 273.45 | 155.12 | 348.57 | 329.68 | 532.78 | 428.49
14 | 106.39 | 85.02 | 341.81 | 547.53 | 237.55 | 1198.64 | 166.17 | 860.43 | 229.77 | 268.89 | 150.76 | 353.68 | 327.05 | 534.43 | 436.04
15 | 103.82 | 84.17 | 335.52 | 548.75 | 232.31 | 1167.59 | 148.65 | 833.65 | 236.95 | 264.36 | 146.88 | 352.29 | 327.05 | 526.57 | 437.01
16 | 102.76 | 83 | 329.87 | 544.49 | 229.85 | 1127.35 | 148.54 | 823.27 | 235.76 | 259.51 | 145.56 | 349.64 | 320.82 | 518.84 | 428.54
17 | 104.57 | 84.72 | 328.26 | 546.85 | 230.12 | 1119.06 | 152.16 | 827.59 | 240.49 | 258.38 | 145.38 | 339.81 | 313.08 | 506.41 | 412.43
18 | 107.61 | 85.54 | 328.08 | 554.33 | 231.88 | 1146.38 | 151.43 | 871.21 | 246.74 | 264.71 | 148.73 | 343.12 | 304.41 | 491.61 | 414.34
19 | 137.37 | 105.72 | 395.19 | 672.99 | 290.39 | 1375.8 | 181.13 | 987.03 | 284.4 | 332 | 188.73 | 415.35 | 346.22 | 545.6 | 503.12
20 | 152.34 | 118.25 | 415.29 | 705.26 | 309.08 | 1450.54 | 192.54 | 1000.03 | 296.16 | 345.31 | 191.98 | 437.34 | 359.79 | 583.17 | 520.78
21 | 141.87 | 112.62 | 400.5 | 697.63 | 296.07 | 1417.73 | 195.65 | 945.15 | 300.57 | 337.75 | 189.73 | 451.62 | 364.24 | 595.94 | 532.39
22 | 124.82 | 101.05 | 381.89 | 667.58 | 271.11 | 1316.83 | 182.63 | 882.08 | 283.86 | 319.63 | 184.47 | 455.1 | 370.29 | 609.28 | 544.69
23 | 106.21 | 89.02 | 356.88 | 623.51 | 242.72 | 1199.38 | 170.89 | 816.06 | 256.08 | 299.02 | 175.72 | 443.9 | 372.44 | 601.66 | 535.62
24 | 88.08 | 79.08 | 318.14 | 554.96 | 210.19 | 1050.38 | 156.24 | 853.14 | 224.05 | 266.07 | 160.56 | 414.34 | 354.65 | 559.82 | 504.86
25 | 89.02 | 84.8 | 321.8 | 591.86 | 222.46 | 1108.25 | 168.28 | 791.03 | 288.07 | 283.57 | 173.42 | 462.8 | 397.25 | 602.33 | 566.74
26 | 83.74 | 75.73 | 310.29 | 568.95 | 212.13 | 1061.46 | 164.64 | 724.24 | 270.83 | 273.61 | 167.99 | 450.71 | 390.45 | 589.25 | 549.78
27 | 80.93 | 73.68 | 299.3 | 553.61 | 203.79 | 1039.96 | 160.9 | 738.13 | 280.97 | 263.82 | 163.18 | 426.29 | 373.57 | 574.44 | 534.65
28 | 80.22 | 73.03 | 293.11 | 549.01 | 202.17 | 1050.63 | 157.77 | 749.75 | 261.51 | 259.71 | 160.39 | 413.81 | 363.01 | 560.51 | 512.81
29 | 82.28 | 76.35 | 291.79 | 556.18 | 201.12 | 1111.73 | 159.19 | 804.32 | 270.23 | 265.7 | 162.2 | 398.62 | 353.99 | 551.83 | 506.15
30 | 90.78 | 81.74 | 295.45 | 581.16 | 218.09 | 1206.01 | 163.18 | 874.91 | 289.23 | 273.58 | 164.3 | 398.71 | 348.74 | 543.39 | 491.36
31 | 100.32 | 88.4 | 290.03 | 577.32 | 227.16 | 1288.3 | 175.98 | 939.12 | 301.92 | 269.74 | 154.95 | 361.16 | 336.89 | 531.88 | 457.35
32 | 114.84 | 96.3 | 320.33 | 638.81 | 258.2 | 1404.36 | 198.33 | 1033.85 | 287.68 | 299.55 | 164.96 | 350.75 | 344.97 | 547.32 | 455.83
33 | 125.26 | 99.57 | 355.39 | 718.89 | 285.42 | 1531.53 | 214.76 | 1112.44 | 286.58 | 334.53 | 180.37 | 371.79 | 365.94 | 579.01 | 475.13
34 | 132.89 | 103.63 | 373.27 | 783.63 | 310.37 | 1623.22 | 233.62 | 1173.76 | 291.4 | 353.22 | 189.42 | 383.55 | 380.99 | 598.04 | 484.92
35 | 134.83 | 107.33 | 399.04 | 837.15 | 329.99 | 1702.51 | 247.56 | 1243.59 | 292.52 | 372.79 | 193.8 | 393.2 | 391.61 | 608.18 | 497.69
36 | 133.42 | 111.87 | 417.96 | 872.08 | 343.06 | 1744.59 | 243.01 | 1268.91 | 290.93 | 384.36 | 197.8 | 404.38 | 404.39 | 611.05 | 515.46
37 | 130.27 | 111.23 | 417.35 | 871.83 | 337.43 | 1767.01 | 218.98 | 1282.61 | 283.29 | 374.72 | 190.77 | 407.52 | 401.3 | 606.17 | 511.75
38 | 127.6 | 110.68 | 420.25 | 885.87 | 330.46 | 1758.1 | 215.79 | 1264.66 | 291.44 | 376.45 | 190.45 | 417.65 | 410.93 | 617.18 | 531.87
39 | 127.63 | 111.37 | 430.94 | 901.61 | 336.35 | 1730.67 | 223.66 | 1261.16 | 295.25 | 382.18 | 195.53 | 442.89 | 421.08 | 633.51 | 549.69
40 | 128.81 | 115.65 | 431.97 | 902.62 | 331.54 | 1707.74 | 220.1 | 1236.46 | 288.26 | 382.76 | 195.9 | 435.71 | 420.85 | 635.26 | 554.24
41 | 131.18 | 118.91 | 425.86 | 886.8 | 329.32 | 1681.21 | 214.86 | 1226.66 | 278.95 | 382.98 | 194.86 | 429.33 | 408.04 | 624.64 | 531.85
42 | 136.77 | 122.28 | 417.86 | 852.34 | 326.97 | 1665.21 | 205.01 | 1264.78 | 298.83 | 383.32 | 198.84 | 415.19 | 396.14 | 606.29 | 526.78
43 | 160.04 | 137.8 | 473.23 | 920.08 | 375.77 | 1858.96 | 236.79 | 1339.78 | 347.22 | 426.71 | 223.69 | 490.73 | 418.65 | 651.02 | 582.69
44 | 176.25 | 153.97 | 487.55 | 947.02 | 392.03 | 1901.23 | 252.81 | 1301.77 | 335.89 | 417.76 | 220.71 | 505.2 | 417.02 | 652.88 | 597.1
45 | 164.7 | 148.36 | 469.96 | 919.33 | 377.41 | 1849.69 | 229.29 | 1221.21 | 326.59 | 398.88 | 213.63 | 501.97 | 419.71 | 660.03 | 610.55
46 | 144.96 | 130.45 | 433.67 | 865.66 | 355.36 | 1705.45 | 209.09 | 1094.88 | 320.65 | 369.35 | 200.9 | 509.84 | 417.18 | 659.88 | 620.82
47 | 119.88 | 112.46 | 386.22 | 787.78 | 316.89 | 1504.27 | 194.43 | 980.24 | 292.49 | 336.07 | 185.03 | 493.19 | 413.84 | 653.68 | 601.06
48 | 98.85 | 99.83 | 348.08 | 708.01 | 276.35 | 1341.56 | 197.41 | 875.36 | 267.59 | 306.58 | 172.68 | 455.15 | 402.36 | 628.27 | 580.8
49 | 94.2 | 99.91 | 357.13 | 707.73 | 276.8 | 1350.75 | 186.91 | 893.62 | 273.48 | 312.98 | 176.77 | 470.34 | 425.7 | 655.3 | 591.28
50 | 89.35 | 95.25 | 348.69 | 687.37 | 267.31 | 1304.8 | 170.35 | 878.47 | 281.18 | 304.32 | 173.23 | 458.36 | 420.51 | 645.38 | 583.73
51 | 84.03 | 92.06 | 334.6 | 669 | 254.12 | 1263.8 | 164.53 | 858.98 | 274.79 | 291.82 | 169.77 | 440.55 | 410.06 | 624.04 | 554.85
52 | 83.74 | 92.17 | 330.34 | 658.24 | 242.42 | 1260.6 | 162 | 871.61 | 276.98 | 284.47 | 164.77 | 422.72 | 396.98 | 601 | 547.34
53 | 86.27 | 94.06 | 326.8 | 661.9 | 255.91 | 1326.85 | 161.6 | 894.11 | 281.97 | 284.92 | 163.86 | 415.19 | 383.52 | 584.12 | 535.17
54 | 97.05 | 101.6 | 332.66 | 690.09 | 276.28 | 1439.44 | 159.71 | 1014.44 | 296.95 | 294.37 | 167.3 | 417.29 | 379.77 | 583.65 | 520.89
55 | 105.52 | 107.3 | 322.84 | 672.15 | 283.55 | 1504.12 | 174.32 | 1033.15 | 301.67 | 285.39 | 157.69 | 374.5 | 352.98 | 556.23 | 468.55
56 | 118.12 | 111.95 | 363.18 | 738.84 | 311.91 | 1652.98 | 177.71 | 1125.08 | 308.3 | 326.49 | 173.04 | 368.29 | 366.86 | 572.84 | 470.03
57 | 135.74 | 119.04 | 405.13 | 826.46 | 348.04 | 1819.21 | 205.82 | 1223.54 | 309.8 | 373.61 | 193.3 | 387.31 | 400.35 | 626.98 | 502.44
58 | 136.43 | 118.93 | 425.92 | 868.43 | 360.98 | 1859.22 | 214.52 | 1302.64 | 308.08 | 386.09 | 200.77 | 396.58 | 406.45 | 632.96 | 508.69
59 | 138.32 | 122.67 | 448.4 | 926.56 | 384.76 | 1948.27 | 229.45 | 1364.47 | 310.85 | 411.54 | 211.58 | 412.35 | 422.39 | 647.73 | 527.64
60 | 137.61 | 127.09 | 462.43 | 957.08 | 396.73 | 1972.43 | 239.33 | 1383.76 | 319.6 | 419.32 | 213.65 | 420.04 | 429.3 | 651.09 | 536.81
61 | 130.95 | 127.3 | 454.81 | 940.46 | 390.19 | 1976.04 | 240.59 | 1388.3 | 307.81 | 410.63 | 206.46 | 415.73 | 431.93 | 643.97 | 540.18
62 | 122.95 | 121.58 | 446.64 | 923.74 | 378.26 | 1895.19 | 231.42 | 1351.52 | 298.4 | 410.58 | 208.45 | 423.4 | 430.88 | 641.79 | 550.11
63 | 119.51 | 118.48 | 445.31 | 906.86 | 365.42 | 1790.57 | 228.87 | 1290.74 | 299.83 | 413.55 | 209.72 | 418.16 | 420.84 | 638.61 | 544.99
64 | 121.55 | 120.23 | 448.71 | 910.29 | 357.31 | 1754.17 | 227.58 | 1267.34 | 300.16 | 413.35 | 212.35 | 413.52 | 417.69 | 633.9 | 544.83
65 | 121.12 | 124.15 | 446.77 | 900.14 | 356.86 | 1720.54 | 223.86 | 1235.29 | 299.68 | 405.33 | 207.89 | 406.91 | 405.67 | 614.01 | 526.72
66 | 126.26 | 127.9 | 433.69 | 872.42 | 359.78 | 1695.71 | 219.53 | 1237.37 | 305.53 | 403.85 | 211.04 | 395.75 | 398.02 | 598.47 | 522.69
67 | 153.88 | 134.42 | 486.32 | 940.51 | 402.94 | 1873.69 | 237.6 | 1336.51 | 350.21 | 444.1 | 235.42 | 473.71 | 413.39 | 638.52 | 579.45
68 | 178.01 | 152.72 | 517.04 | 972.44 | 427.62 | 1985.45 | 247.52 | 1341.97 | 354.57 | 451.46 | 237.9 | 503.87 | 428.87 | 664.4 | 606.01
69 | 166.12 | 147.31 | 492.02 | 937.94 | 409.75 | 1930.9 | 242.04 | 1257.76 | 357.53 | 431.1 | 232.24 | 497.61 | 433.8 | 676.62 | 613.68
70 | 145.51 | 134.42 | 455.23 | 880.63 | 374.84 | 1773.54 | 231.48 | 1133.8 | 340.55 | 403.32 | 223.13 | 510.45 | 434.32 | 681.8 | 626.41
71 | 121.87 | 118.59 | 417.17 | 810.75 | 329.63 | 1586.27 | 215.09 | 1080.24 | 310.04 | 374.91 | 211.26 | 500.91 | 439.8 | 682.84 | 622.29
72 | 101.51 | 105.08 | 374.65 | 733.83 | 292.37 | 1412.49 | 197.85 | 1056.87 | 285.25 | 339.26 | 197.49 | 468.4 | 427.84 | 656.33 | 595.33
73 | 91.82 | 97.84 | 353.56 | 698.64 | 264.54 | 1336.47 | 188.04 | 889.4 | 271.15 | 323.79 | 192.07 | 454.45 | 425.33 | 641.56 | 583.61
74 | 85.77 | 96.01 | 336.34 | 668.38 | 257.01 | 1271.24 | 181.71 | 843.41 | 269.55 | 306.07 | 184.43 | 434.52 | 412.83 | 618.88 | 561.52
75 | 82.77 | 93.03 | 324.93 | 650.01 | 248.11 | 1235.02 | 178.07 | 840.07 | 270.43 | 292.74 | 173.92 | 421.86 | 403.08 | 600.16 | 546.11
76 | 80.98 | 92.66 | 314.06 | 642.77 | 243.95 | 1232.65 | 175.04 | 851.74 | 268.13 | 288.73 | 170.24 | 402.45 | 391.26 | 582.43 | 530.35
77 | 82.99 | 94.92 | 312.79 | 645.55 | 249.03 | 1296.43 | 172.86 | 899.09 | 274 | 286.05 | 170.08 | 399.88 | 377.87 | 574.81 | 511.85
78 | 91.81 | 103.63 | 316.86 | 668.49 | 262.11 | 1400.88 | 172.92 | 966.01 | 285.47 | 291.62 | 171.63 | 397.81 | 370.92 | 572.92 | 496.49
79 | 101.84 | 111.24 | 310.49 | 667.89 | 277.17 | 1502.48 | 164.89 | 1021.43 | 283.35 | 291.25 | 163.71 | 362.57 | 348.74 | 553.35 | 462
80 | 115.62 | 119.36 | 350.46 | 730.42 | 315.81 | 1640.62 | 182.05 | 1104.88 | 293.07 | 327.89 | 178.15 | 352.71 | 364.88 | 569.17 | 466.21
81 | 126.67 | 122.6 | 388.09 | 811.68 | 337.64 | 1771.02 | 212.56 | 1196.05 | 308.8 | 366.79 | 195.61 | 376.77 | 395.02 | 612.67 | 484.79
82 | 133.58 | 122.36 | 422.05 | 880.07 | 363.79 | 1878.83 | 228.37 | 1225.88 | 306.38 | 394.79 | 204.55 | 385.21 | 417.09 | 642.53 | 496.9
83 | 137.61 | 125.18 | 441.55 | 939.24 | 383.13 | 1942.93 | 239.31 | 1325.43 | 311.28 | 413.52 | 213.54 | 404.49 | 429.51 | 648.14 | 519.21
84 | 140.51 | 133.75 | 462.29 | 982.86 | 399.99 | 2002.8 | 248.27 | 1353.73 | 323.79 | 426.5 | 219.86 | 420.61 | 443.31 | 660.3 | 535.96
85 | 135.72 | 132.54 | 457.6 | 975.53 | 392.39 | 2012.91 | 247.09 | 1371.61 | 310.74 | 415.96 | 212.79 | 420.27 | 443.33 | 648.17 | 535.91
86 | 128.41 | 133.86 | 461.94 | 967.25 | 388.57 | 1970.97 | 248.6 | 1393.49 | 316.09 | 420.21 | 222.1 | 428.99 | 444.48 | 661.49 | 554.73
87 | 127.14 | 133.19 | 479.33 | 989.63 | 392.06 | 1945.78 | 252.14 | 1367.47 | 322.38 | 434.06 | 233.23 | 451.5 | 455.18 | 683.74 | 582.59
88 | 127.39 | 135.9 | 484.41 | 1004.26 | 391.32 | 1923.51 | 247.63 | 1335.2 | 322.33 | 431.97 | 234.9 | 453.79 | 458.5 | 684.99 | 581.96
89 | 130.4 | 138.29 | 483.6 | 988.3 | 383.4 | 1885.17 | 242.73 | 1315.3 | 318.13 | 425.92 | 231.83 | 433.46 | 448.49 | 664.41 | 549.56
90 | 133.94 | 138.24 | 458.83 | 932.9 | 376.18 | 1845.44 | 233.64 | 1274.11 | 313.6 | 417.76 | 229.3 | 420.68 | 432.58 | 636.73 | 548.8
91 | 161.91 | 153.38 | 504.01 | 969.52 | 423.28 | 2020.27 | 249.28 | 1388.61 | 357.24 | 459.36 | 249.92 | 500.35 | 446.52 | 670.35 | 602.78
92 | 183.37 | 165.53 | 520.11 | 1002.39 | 422.83 | 2085.5 | 257.64 | 1404.15 | 361.97 | 453.56 | 245.5 | 505.18 | 448.94 | 683.68 | 619.18
93 | 171.14 | 158.14 | 494.92 | 966.46 | 400.6 | 2020.99 | 250.66 | 1312.93 | 350.39 | 431.57 | 236.47 | 518.52 | 450.25 | 697.04 | 627.72
94 | 150.91 | 143.09 | 470.86 | 915.91 | 389.57 | 1866.29 | 238.78 | 1217.86 | 319.2 | 402.3 | 227.89 | 516.81 | 451.49 | 706.38 | 630.56
95 | 128.54 | 128.48 | 440.61 | 854.58 | 344.55 | 1674.98 | 244.52 | 1047.4 | 302.03 | 374.32 | 219.65 | 517.25 | 459.63 | 715.42 | 635.39
96 | 109.55 | 113.79 | 408.64 | 781.91 | 304.64 | 1511.94 | 234.72 | 932.94 | 293.79 | 345.23 | 207.83 | 496.26 | 454.39 | 679.8 | 612.55
97 | 95.14 | 101.81 | 371.67 | 712.24 | 269.01 | 1362.11 | 218.64 | 862.31 | 279.23 | 317.4 | 192.41 | 446.52 | 429.06 | 631.82 | 575.4
98 | 88.94 | 93.84 | 354.23 | 675.25 | 253.71 | 1307.3 | 211.35 | 851.12 | 271.22 | 303.79 | 186.2 | 428.71 | 416.91 | 610.82 | 545.28
99 | 85.29 | 92.09 | 326.55 | 664.53 | 249.82 | 1283.66 | 208.1 | 849.55 | 261.77 | 296.8 | 182.06 | 415.21 | 407.12 | 608.42 | 534.14
100 | 83.55 | 93.01 | 325.09 | 660.18 | 248.81 | 1292.23 | 205.54 | 847.1 | 263.4 | 292.08 | 179.44 | 408.47 | 397.26 | 593.12 | 532.98
101 | 86.65 | 99.59 | 331.63 | 680.32 | 259.9 | 1391.82 | 208.52 | 894.26 | 278.69 | 298.36 | 181.9 | 408.6 | 395.75 | 597.36 | 521.75
102 | 99.55 | 113.14 | 357.23 | 746.08 | 282.98 | 1596.86 | 216.53 | 1079.05 | 325.13 | 324.11 | 195.09 | 436.41 | 413.36 | 634.72 | 547.73
103 | 109.91 | 118.97 | 359.31 | 771.76 | 302.23 | 1730.3 | 216.11 | 1120.95 | 317.96 | 324.01 | 187.58 | 405.22 | 403.45 | 629.96 | 511.77
104 | 119.66 | 120.8 | 380.64 | 818.1 | 325.96 | 1813.82 | 227.8 | 1230.79 | 302.27 | 353.18 | 195 | 375.07 | 398.5 | 630.73 | 489.47
105 | 125.78 | 123.9 | 400.68 | 866.72 | 343.46 | 1893.93 | 247.63 | 1275.59 | 332.55 | 384.52 | 206.31 | 391.54 | 417.58 | 669.54 | 504.35
106 | 132.07 | 120.29 | 420.72 | 895.08 | 357.27 | 1947.71 | 262.32 | 1305.1 | 333.93 | 403.01 | 212.69 | 397.61 | 426.52 | 680.48 | 507.94
107 | 134.35 | 123.4 | 445.26 | 945.72 | 375.08 | 2007.87 | 274.75 | 1365.86 | 328.24 | 422.64 | 222.35 | 408.06 | 431.76 | 684.03 | 525.18
108 | 136.62 | 128.5 | 458.33 | 983.73 | 389.84 | 2047.09 | 279.42 | 1414.6 | 324.41 | 434.85 | 228.26 | 418.33 | 439.91 | 691.37 | 536.19
109 | 131.76 | 125.7 | 444.96 | 964.15 | 377.87 | 2021.86 | 270.89 | 1373.95 | 315.3 | 417.57 | 215.33 | 410.93 | 432.99 | 674.24 | 531.98
110 | 125.93 | 122.22 | 453.41 | 976.45 | 372.4 | 1992.09 | 280.55 | 1352.04 | 306.11 | 427.1 | 226 | 428.78 | 436.3 | 694.41 | 558.07
111 | 124.19 | 119.7 | 473.99 | 999.49 | 384.83 | 1977.72 | 288.23 | 1361.62 | 312.74 | 446.05 | 240.66 | 452.65 | 456.6 | 725.68 | 588.11
112 | 124.64 | 126.11 | 483.62 | 1007.01 | 394.73 | 1968.59 | 287.85 | 1343.6 | 325.86 | 447.69 | 240.87 | 450.62 | 454.1 | 725.96 | 587.86
113 | 126.48 | 126.32 | 482.33 | 1001 | 394.96 | 1951.96 | 285.66 | 1317.36 | 316.68 | 440.99 | 237.83 | 436.4 | 451.15 | 719.88 | 572.74
114 | 130.31 | 126.08 | 465.96 | 953.74 | 393.06 | 1921.06 | 272 | 1320.5 | 322.76 | 430.1 | 235.12 | 432.48 | 435.81 | 695 | 555.84
115 | 154.47 | 141.1 | 506.8 | 973.82 | 429.73 | 2055.65 | 282.61 | 1384.58 | 365.73 | 465.8 | 257.34 | 502.24 | 450.96 | 707.32 | 611.33
116 | 181.58 | 167.91 | 531.81 | 1008.9 | 445.76 | 2106.96 | 279.91 | 1370.93 | 374.31 | 468.5 | 253.42 | 519.15 | 455.77 | 710.39 | 629.93
117 | 168.79 | 163.29 | 506.1 | 969.53 | 420.41 | 2014.56 | 255.36 | 1278.02 | 364.42 | 443.52 | 240.31 | 520.36 | 452.59 | 715.31 | 635
118 | 150.78 | 148.5 | 468.8 | 915.06 | 390.83 | 1863.89 | 242.86 | 1142.44 | 335.35 | 414.83 | 231.15 | 522.51 | 455.42 | 720.4 | 647.01
119 | 128.16 | 118.52 | 418.96 | 833.9 | 343.6 | 1640.88 | 225.5 | 1035.5 | 292.03 | 372.56 | 215.26 | 498.6 | 448.79 | 707.85 | 627.06
120 | 108.4 | 106.01 | 370.91 | 756.57 | 298.06 | 1458.33 | 205.06 | 927.97 | 248.15 | 330.53 | 199.27 | 470.05 | 433.43 | 679.29 | 593.46
121 | 101.58 | 100.06 | 356.35 | 750.89 | 273.84 | 1410.59 | 205.21 | 923.64 | 274.39 | 321 | 199.06 | 467.79 | 454.4 | 682.53 | 589.29
122 | 94.56 | 97.64 | 337.13 | 710.26 | 264.46 | 1338.64 | 196.18 | 899.32 | 277.52 | 308.53 | 191.44 | 441.21 | 436.72 | 661.74 | 572.08
123 | 90.04 | 96.88 | 325.94 | 685.01 | 253.17 | 1309.57 | 191.77 | 877.85 | 273.15 | 300.3 | 186.85 | 433.46 | 427.91 | 644.47 | 554.41
124 | 87.78 | 97.34 | 320.62 | 677.32 | 250.61 | 1331.13 | 188.88 | 877.24 | 276.87 | 298.78 | 186.42 | 427.77 | 422.06 | 635.28 | 549.6
125 | 90.27 | 100.36 | 328.73 | 697.96 | 261.76 | 1415.29 | 193.18 | 944.23 | 293.22 | 306.01 | 189.11 | 431.54 | 424.94 | 639.57 | 551.45
126 | 104.24 | 113.75 | 357.21 | 769.97 | 297.97 | 1589.59 | 210.48 | 1023.38 | 324.86 | 338.97 | 206.34 | 466.64 | 458.18 | 674.74 | 579.24
127 | 115.37 | 124.3 | 361.22 | 776.42 | 312.65 | 1676.71 | 203.95 | 1141.03 | 311.78 | 340.6 | 200.41 | 438.6 | 444.9 | 663.51 | 555.48
128 | 127.36 | 124.15 | 387.13 | 814.12 | 340.9 | 1807.16 | 212.68 | 1226.28 | 318.15 | 366.91 | 207.16 | 415.07 | 440.75 | 671.97 | 531.19
129 | 137.73 | 130.95 | 418.85 | 878.3 | 376.51 | 1926.27 | 233.36 | 1259.97 | 319.65 | 400.52 | 221.33 | 424.01 | 461.88 | 702.45 | 549.66
130 | 140.47 | 130.09 | 438.63 | 924.8 | 391.53 | 1985.09 | 246.21 | 1326.25 | 331.72 | 415.93 | 226.09 | 416.58 | 463.14 | 706.09 | 549.87
131 | 141.03 | 134.84 | 459.73 | 988.04 | 412.4 | 2055.54 | 260.87 | 1379.88 | 333.75 | 432.01 | 233.72 | 432.71 | 467.12 | 718.31 | 557.64
132 | 141.4 | 139.13 | 484.78 | 1029.52 | 426.57 | 2112.48 | 265.17 | 1424.9 | 340.85 | 444.59 | 239.01 | 450.96 | 479.9 | 734.73 | 572.61
133 | 132.74 | 136.44 | 473.96 | 1005.34 | 420.46 | 2072.76 | 255.34 | 1413.58 | 312.71 | 429.15 | 230.67 | 444.39 | 468.79 | 711.63 | 577.89
134 | 127.24 | 138.69 | 476.69 | 1004.61 | 414.89 | 2063.17 | 258.75 | 1394.62 | 342.65 | 433.24 | 236 | 460.68 | 481.14 | 736.06 | 606.06
135 | 126.7 | 137.68 | 488.47 | 1021.7 | 425.09 | 2055.17 | 268.34 | 1389.17 | 365.64 | 444.56 | 246.41 | 482.17 | 507.42 | 766.26 | 643.51
136 | 130.46 | 145.27 | 493.27 | 1014.81 | 415.79 | 2033.25 | 263.51 | 1399.94 | 362.18 | 445.28 | 246.87 | 484.02 | 506.62 | 765.5 | 646.86
137 | 138.79 | 146.31 | 490.01 | 998.36 | 414.59 | 2003.49 | 262.71 | 1389.78 | 357.19 | 440.91 | 244.22 | 481.35 | 494.78 | 748.15 | 623.25
138 | 138.55 | 140.74 | 469.68 | 945.81 | 396.31 | 1933.2 | 247.6 | 1395.17 | 335.14 | 420.59 | 235.82 | 470.88 | 474.35 | 705.95 | 604.03
139 | 161.69 | 150.8 | 515.91 | 991.81 | 434.11 | 2042.39 | 261.26 | 1425.48 | 370.37 | 459.56 | 259.37 | 531.65 | 485.06 | 727.02 | 652.55
140 | 189.28 | 179.09 | 547.76 | 1046.17 | 430.99 | 2135.63 | 274.47 | 1425.63 | 383.38 | 471.67 | 258.88 | 560.5 | 490.6 | 741.76 | 680.49
141 | 177.57 | 168.83 | 528.23 | 1019.02 | 411.94 | 2077.89 | 270.17 | 1335.6 | 399.09 | 457.4 | 256.01 | 555.51 | 489.38 | 740.98 | 685.6
142 | 159.23 | 149.64 | 487.57 | 960.68 | 377.19 | 1904.34 | 263.11 | 1214.01 | 372.68 | 424.14 | 241.56 | 547.09 | 484.57 | 734.69 | 682.98
143 | 135.34 | 122.62 | 431.17 | 857.53 | 327.61 | 1657.58 | 226.94 | 1088.91 | 348.04 | 385.69 | 224.83 | 523.66 | 472.94 | 720.18 | 661.71
144 | 117.05 | 109.98 | 385.49 | 777.72 | 285.74 | 1473.27 | 205.02 | 1000.59 | 301.25 | 350.77 | 209.13 | 499.76 | 462.99 | 696.97 | 632.19
145 | 107.03 | 100.05 | 360.27 | 731.54 | 260.13 | 1368.26 | 186.51 | 918.47 | 262.41 | 331.82 | 200.94 | 468.94 | 452.19 | 679.85 | 607.72
146 | 100.05 | 100.03 | 345.87 | 698.29 | 247.65 | 1306.93 | 192.59 | 870.13 | 254.99 | 319.3 | 196.71 | 457.83 | 447.76 | 664.23 | 590.97
147 | 95.01 | 98.54 | 333.84 | 674.58 | 238.67 | 1274.55 | 189.98 | 851.05 | 275.23 | 308.38 | 191.08 | 443.78 | 435 | 649.24 | 576.1
148 | 91.76 | 95.21 | 333.23 | 667.58 | 234.59 | 1273.97 | 186.73 | 867.44 | 263.96 | 302.54 | 188.72 | 436.78 | 427.34 | 638.48 | 568.01
149 | 94.22 | 99.18 | 342.1 | 687.17 | 242.62 | 1339.71 | 194.34 | 917.15 | 283.02 | 311.66 | 195.29 | 449.42 | 435.77 | 652.24 | 583.51
150 | 106.56 | 113.41 | 379.52 | 750.49 | 271.75 | 1464.72 | 230.54 | 1023.58 | 320.97 | 344 | 216.59 | 489.26 | 469.88 | 701.63 | 624.23
151 | 117.15 | 119.82 | 384.82 | 737.21 | 283.12 | 1522.76 | 214.96 | 1109.41 | 334.98 | 347.48 | 216.95 | 480.11 | 467.12 | 708.74 | 605.89
152 | 133.94 | 127.76 | 406.73 | 772.12 | 310.04 | 1659.49 | 218.3 | 1198.4 | 337.14 | 365.61 | 222.06 | 451.19 | 462.49 | 701.99 | 588.79
153 | 151.1 | 135.64 | 435.05 | 827.67 | 340.14 | 1815.99 | 232.88 | 1240.04 | 343.48 | 389.65 | 228.74 | 443.34 | 472.87 | 710.15 | 590.66
154 | 160.72 | 135.64 | 454.13 | 866.93 | 358.85 | 1920.74 | 248.35 | 1284.1 | 351.7 | 402.64 | 234.06 | 433.08 | 476.62 | 705.87 | 584.32
155 | 167.58 | 134.25 | 479.16 | 913.59 | 380.91 | 2014.73 | 262.1 | 1338.9 | 360.01 | 421.28 | 240.62 | 435.64 | 492.79 | 716.68 | 585.59
156 | 168.29 | 135.14 | 488.25 | 947.25 | 388.23 | 2039.15 | 270.99 | 1432.15 | 358.32 | 425.05 | 240.87 | 443.94 | 491.31 | 719.31 | 599.84
157 | 161.24 | 132.45 | 485.27 | 945.36 | 385.85 | 1996.22 | 269.27 | 1332.22 | 348.99 | 415.81 | 235.06 | 450.78 | 488.87 | 711.08 | 594.15
158 | 155.91 | 138.27 | 493 | 949.65 | 388.34 | 1981.57 | 273.82 | 1323.27 | 354.63 | 417.41 | 233.55 | 471.24 | 498.15 | 734.19 | 618.2
159 | 153.72 | 143.08 | 509.23 | 967.1 | 391.36 | 1994.71 | 279.53 | 1381.79 | 342.15 | 428.66 | 242.61 | 503.2 | 528.75 | 763.2 | 672.16
160 | 151.01 | 140 | 514.99 | 973.08 | 387.14 | 1963.57 | 276.43 | 1377.65 | 360.58 | 430.74 | 244.27 | 506.34 | 535.68 | 763.9 | 681.88
161 | 150.03 | 144.76 | 505.56 | 963.07 | 382.24 | 1920.1 | 270.7 | 1362.45 | 374.45 | 426.33 | 238.4 | 490.42 | 526.42 | 742.75 | 650.39
162 | 150.45 | 140.76 | 484.11 | 917.24 | 368.8 | 1860.75 | 256.28 | 1359.01 | 355.06 | 414.61 | 237.89 | 481.13 | 504.68 | 705.3 | 650.47
163 | 171.96 | 151.92 | 530.66 | 974.54 | 403.05 | 2003.11 | 269.79 | 1395.15 | 385.25 | 456.86 | 260.88 | 537.99 | 513.42 | 733.64 | 704.56
164 | 195.86 | 176.48 | 562.39 | 1004.69 | 424.16 | 2089.55 | 279.06 | 1386.67 | 406.04 | 466.7 | 264.7 | 554.57 | 513.03 | 744.72 | 709.42
165 | 180.66 | 164.41 | 537.15 | 976.73 | 407.23 | 2038.96 | 273.29 | 1309.78 | 400.04 | 451.27 | 255.48 | 556.96 | 516.42 | 747.37 | 707.91
166 | 155.01 | 148.33 | 493.27 | 916.82 | 376.13 | 1870.5 | 260.06 | 1201.88 | 384.93 | 418.75 | 242.48 | 548.14 | 508.66 | 748.68 | 702.08
167 | 127.65 | 124.11 | 422.95 | 822.58 | 339.7 | 1629.74 | 233.14 | 1119.61 | 316.12 | 369.71 | 221.57 | 518.59 | 488.87 | 723.92 | 663.73
168 | 102.71 | 107.41 | 370.65 | 724.37 | 291.17 | 1415.25 | 208.72 | 1027.07 | 275.83 | 326.16 | 200.95 | 479.92 | 461.4 | 680.67 | 622.92
169 | 82.56 | 85.18 | 307.72 | 603.55 | 240.58 | 1168.59 | 176.27 | 773.28 | 237.35 | 271.93 | 169.85 | 408.99 | 395.71 | 586.42 | 536.33
170 | 77.88 | 84 | 293.03 | 577.84 | 230.72 | 1107.2 | 183.78 | 746.32 | 229.27 | 261.41 | 165.79 | 399.74 | 387.81 | 570.34 | 520.78
171 | 75.23 | 82.56 | 283.1 | 556.57 | 219.91 | 1076.15 | 183.23 | 724.91 | 232.35 | 253.72 | 161.53 | 388.38 | 378.29 | 553.46 | 494.96
172 | 73.07 | 80.43 | 274.09 | 552.83 | 217.47 | 1061.22 | 159.36 | 722.7 | 234.8 | 247.5 | 155.87 | 375.73 | 367.32 | 535.69 | 480.21
173 | 74.37 | 80.42 | 272.16 | 548.38 | 218.64 | 1075.15 | 159.24 | 743.24 | 234.96 | 248.43 | 154.89 | 370.72 | 358.72 | 526.37 | 471.04
174 | 78.65 | 84.3 | 272.6 | 547.41 | 224.64 | 1073.16 | 156.65 | 753.9 | 237.45 | 247.28 | 154.15 | 360.79 | 348.03 | 512.77 | 450.81
175 | 82.11 | 84.91 | 260.46 | 513.07 | 220.59 | 1057.82 | 151.37 | 758.44 | 221.59 | 232.22 | 141.91 | 329.71 | 329.36 | 491.28 | 417.36
176 | 91.23 | 87.12 | 277.68 | 545.57 | 230.89 | 1153.11 | 148.4 | 819.23 | 226.25 | 247.75 | 149.09 | 309.72 | 327.36 | 490.79 | 406.67
177 | 101.73 | 90.98 | 297.16 | 584.72 | 254.45 | 1263.3 | 160.78 | 873.76 | 226.41 | 266.22 | 159.29 | 306.28 | 331.57 | 492.27 | 408.95
178 | 109.05 | 92.51 | 314.01 | 614.35 | 276.03 | 1374.02 | 173.13 | 907.51 | 234.64 | 278.77 | 164.58 | 302.18 | 337.62 | 498.12 | 405.74
179 | 112.18 | 96.52 | 326.42 | 643.04 | 282.42 | 1437.36 | 184.73 | 936.66 | 216.84 | 289 | 163.56 | 301.66 | 339.13 | 499.33 | 402.93
180 | 114.66 | 97.43 | 337.17 | 666.56 | 295.13 | 1478.96 | 191.08 | 975.73 | 238.7 | 296.08 | 166.99 | 311.48 | 342.16 | 508.12 | 410.57
181 | 112.63 | 98.1 | 337.55 | 678.66 | 299.07 | 1502.21 | 196.73 | 980.78 | 236.24 | 298.44 | 165.07 | 316.26 | 343.78 | 514.41 | 424.04
182 | 108.15 | 95.87 | 332.7 | 676.02 | 287.52 | 1475.04 | 198.19 | 956.78 | 233.69 | 294.24 | 166.44 | 321.58 | 342.47 | 519.63 | 437.23
183 | 103.3 | 91.29 | 323.8 | 653.7 | 277.25 | 1392.53 | 191.06 | 914.48 | 231.27 | 287.13 | 164.67 | 320.99 | 348.21 | 512.76 | 441.47
184 | 101.22 | 90.27 | 315.38 | 625.67 | 268.45 | 1339.75 | 182.98 | 867.53 | 222.79 | 282.18 | 160.65 | 309.41 | 344.17 | 500.73 | 432.03
185 | 102.95 | 92.58 | 313.21 | 616.38 | 263.32 | 1325.95 | 180.54 | 866.06 | 220.29 | 280.58 | 157.28 | 301.12 | 339.64 | 493.78 | 415.87
186 | 105.6 | 95.87 | 315.6 | 631.57 | 264.94 | 1347.39 | 181.76 | 927.43 | 225.65 | 284.75 | 161.87 | 312.02 | 340.9 | 496.81 | 434.1
187 | 128.23 | 112.45 | 375.77 | 723.54 | 312.87 | 1562.81 | 205.65 | 1043.56 | 275.84 | 343.2 | 192.62 | 383.99 | 380.57 | 557.11 | 496.81
188 | 149.81 | 128.74 | 406.11 | 775.63 | 334.23 | 1652.35 | 213.22 | 1050.36 | 283.97 | 357.65 | 197.19 | 411.64 | 393.3 | 579.94 | 515.82
189 | 140.22 | 122.05 | 389.97 | 756.34 | 322.85 | 1599.93 | 207.96 | 996.6 | 276.04 | 349.18 | 193.28 | 417.48 | 399.34 | 588.42 | 527.97
190 | 122.74 | 112.58 | 365.86 | 728.48 | 305.49 | 1491.59 | 199.29 | 927.75 | 241.84 | 332.66 | 190.5 | 423.71 | 410.37 | 615.59 | 546.72
191 | 102.42 | 98.2 | 334.2 | 689.77 | 283.79 | 1354.83 | 191.11 | 846.43 | 233.44 | 312.37 | 186.2 | 420.42 | 419.72 | 633.21 | 546.54
192 | 84.17 | 87.09 | 298.89 | 627.2 | 246.31 | 1222.62 | 174.09 | 772.87 | 217.17 | 284.16 | 171.74 | 396.76 | 406.52 | 610.2 | 521.43
193 | 87.52 | 98.58 | 325.49 | 695.11 | 273.31 | 1332.76 | 196.64 | 875.64 | 247.55 | 314.05 | 189.57 | 455.97 | 470.53 | 694.92 | 588.5
194 | 81.07 | 91.43 | 308.29 | 663.5 | 258.86 | 1274.82 | 188.83 | 858.14 | 243.26 | 298.74 | 182.83 | 438.92 | 455.73 | 668.42 | 565.65
195 | 79.04 | 89.94 | 296.14 | 644.56 | 245.68 | 1228.64 | 202.52 | 809.54 | 241.33 | 287.82 | 174.84 | 423.2 | 441.51 | 643.88 | 545.11
196 | 77.61 | 90.66 | 288.49 | 628.68 | 244.91 | 1216.05 | 181.75 | 840.02 | 252.82 | 281.14 | 171.86 | 402.1 | 427.46 | 616.77 | 525.76
197 | 79.07 | 89.32 | 277.25 | 622.57 | 242.45 | 1283.21 | 178.2 | 880.54 | 236.27 | 275.08 | 171.54 | 386.43 | 400.43 | 591.63 | 498.88
198 | 84.4 | 93.04 | 264.49 | 616.81 | 247.23 | 1341.99 | 167.91 | 919.17 | 232.28 | 268.58 | 165.78 | 363.07 | 370.12 | 555.26 | 459.86
199 | 94.01 | 95.49 | 250.94 | 595.41 | 250.93 | 1397.27 | 158.28 | 906.16 | 227.09 | 257.2 | 154.26 | 320.85 | 345.04 | 519.86 | 409
200 | 104.18 | 99.98 | 278.4 | 648.76 | 268.71 | 1529.8 | 169.12 | 903.76 | 246.21 | 290.5 | 166.26 | 306.46 | 349.8 | 533.83 | 403.27
201 | 106.67 | 95.7 | 302.12 | 694.98 | 281.19 | 1602.19 | 179.73 | 1043.81 | 264.42 | 316.89 | 175.29 | 308.46 | 356.87 | 554.94 | 399.61
202 | 112.29 | 101.02 | 329.25 | 752.77 | 309.8 | 1687.29 | 195.85 | 1111.69 | 270.09 | 340.72 | 182.56 | 315.32 | 374.33 | 579.48 | 413.8
203 | 116.52 | 105.79 | 343.52 | 802 | 326.78 | 1747.93 | 202.16 | 1159.26 | 276.86 | 357.06 | 189 | 327.79 | 382.5 | 592.45 | 427.51
204 | 120.62 | 110.69 | 359.46 | 836.31 | 344.4 | 1800.22 | 208.69 | 1198.69 | 263.81 | 363.6 | 195.75 | 336.67 | 390.41 | 606.96 | 446.45
205 | 117.43 | 108.3 | 359.49 | 829.18 | 338.4 | 1832.95 | 210.57 | 1178.5 | 261.37 | 352.93 | 185.9 | 344.91 | 394.74 | 605.48 | 456.25
206 | 112.04 | 57.4 | 364.53 | 815.03 | 326.41 | 1782.95 | 211.68 | 1159.48 | 262.97 | 353.72 | 188.3 | 355.48 | 391.41 | 608.34 | 474.98
207 | 109.3 | 101.38 | 366.62 | 796.02 | 312.82 | 1700.32 | 209.85 | 1107.81 | 274.88 | 357.51 | 191.13 | 358.12 | 383.47 | 604.15 | 472.26
208 | 107.23 | 103.42 | 364.72 | 776.91 | 306.12 | 1669.39 | 206.11 | 1115.79 | 258.19 | 349.67 | 189.31 | 348.56 | 380.07 | 595.94 | 469.21
209 | 113.34 | 101.4 | 362.74 | 779.26 | 309.48 | 1668.83 | 204.89 | 1071.23 | 264.83 | 344.24 | 189.64 | 346.2 | 375.57 | 587.68 | 453.41
210 | 122.69 | 106.99 | 359.08 | 790.43 | 324.57 | 1683.48 | 203.41 | 1137.83 | 278.71 | 347.17 | 192.7 | 344.72 | 371.93 | 578.48 | 422.93
211 | 144.46 | 136.54 | 411.75 | 853.32 | 366.1 | 1892.85 | 222.6 | 1229.35 | 312.89 | 393.09 | 211 | 427.44 | 402.92 | 626.62 | 465.59
212 | 162.06 | 145.4 | 439.79 | 887.4 | 384.1 | 2012.72 | 233.89 | 1258.88 | 330.74 | 404.07 | 213.45 | 456.76 | 421.83 | 659.08 | 485.11
213 | 153.45 | 136.62 | 427.65 | 877.85 | 373.55 | 1969.03 | 229.84 | 1196.34 | 341.42 | 394.03 | 209.75 | 462.14 | 432.74 | 678.84 | 503.57
214 | 134.85 | 127.17 | 401.21 | 826.92 | 350.3 | 1840.83 | 223.68 | 1089.55 | 332.32 | 373.43 | 205.5 | 477.33 | 443.53 | 699.9 | 516.87
215 | 110.09 | 120.62 | 345.13 | 750.57 | 306.67 | 1617.87 | 206.15 | 1084.38 | 303.47 | 336.44 | 196.4 | 456.45 | 444.02 | 692.7 | 504.61
216 | 91.63 | 102.02 | 311.24 | 695.93 | 277.26 | 1478.26 | 193.67 | 927.06 | 285.79 | 312.3 | 188.82 | 446.38 | 439.52 | 678.34 | 499.1
217 | 85.17 | 100.99 | 330.54 | 702.62 | 266.57 | 1462.06 | 196.84 | 907.48 | 287.83 | 316.81 | 193.6 | 451.18 | 461.05 | 703.49 | 513.61
218 | 79.65 | 99.29 | 317.21 | 671.38 | 261.05 | 1389.27 | 189.92 | 881.35 | 284.7 | 302.04 | 184.21 | 437.99 | 444.64 | 670.18 | 495.77
219 | 76.87 | 96.38 | 302.87 | 652.1 | 250.56 | 1348.47 | 184.18 | 866.35 | 286.95 | 293.15 | 176.22 | 421.69 | 427.62 | 643.07 | 475.71
220 | 76.79 | 95.61 | 291.1 | 636.1 | 246.37 | 1348.43 | 181.05 | 883.52 | 298.61 | 284.99 | 172.36 | 396.4 | 414.06 | 619.81 | 461.3
221 | 78 | 95.95 | 281.55 | 632.54 | 248.01 | 1408.93 | 176.2 | 924.31 | 290.78 | 281.39 | 170.37 | 385 | 396.97 | 599.7 | 440.1
222 | 85.45 | 99.86 | 269.48 | 635.89 | 258.97 | 1483.13 | 170.69 | 969.38 | 269.71 | 281.66 | 167.12 | 370.04 | 372.11 | 568.92 | 409.88
223 | 99.97 | 106.72 | 269.33 | 650.99 | 267.12 | 1602.22 | 169.97 | 1013.91 | 253.78 | 282.2 | 160.57 | 333.39 | 356.02 | 555.49 | 380.81
224 | 112.51 | 112 | 302.44 | 716.43 | 300.22 | 1776.99 | 186.36 | 1090.5 | 255.76 | 321.23 | 178.43 | 331.01 | 368.27 | 573.02 | 388.5
225 | 119.5 | 117.06 | 334.49 | 775.39 | 325.44 | 1906.32 | 206.34 | 1144.97 | 285.11 | 357.09 | 195.19 | 345.64 | 389.14 | 611.19 | 405.7
226 | 123.5 | 117.8 | 359.08 | 819.84 | 341.83 | 1978.35 | 223.42 | 1252.95 | 275.93 | 378.04 | 205.7 | 356.31 | 401.69 | 625.72 | 417.09
227 | 127.71 | 119.54 | 381 | 874.46 | 359.57 | 2043.17 | 222.23 | 1301.9 | 277.83 | 399.74 | 217.54 | 369.12 | 412.94 | 644.39 | 430.78
228 | 129.92 | 123.73 | 392.29 | 914.23 | 374.72 | 2075.49 | 232.5 | 1348.04 | 297.25 | 409.13 | 220.64 | 379.7 | 421.02 | 656.85 | 440.69
229 | 126.36 | 122.57 | 389.01 | 931.39 | 375.18 | 2094.31 | 236.68 | 1379.48 | 294.04 | 402.78 | 208.5 | 386.84 | 428 | 660.71 | 454.86
230 | 118.87 | 120.68 | 390.85 | 914.94 | 367.61 | 2021.2 | 234.5 | 1342.55 | 299.82 | 400.53 | 213.76 | 390.25 | 424.49 | 673.37 | 469.76
231 | 119.1 | 116.23 | 398.95 | 905.24 | 354.91 | 1952.67 | 233.06 | 1289.74 | 292.39 | 401.26 | 218.26 | 396.34 | 420.22 | 670.82 | 470.68
232 | 118.63 | 118.32 | 395.32 | 901.27 | 348.56 | 1906.33 | 229.33 | 1269.01 | 291.41 | 397.58 | 215.39 | 387.27 | 414.52 | 660.57 | 456.37
233 | 119.97 | 119.52 | 390.64 | 880.61 | 338.59 | 1864.42 | 230.43 | 1232.81 | 287.56 | 388.54 | 207.44 | 375.46 | 405.88 | 643.92 | 437.06
234 | 124.44 | 118.29 | 383.59 | 843.88 | 334.8 | 1829.55 | 222.76 | 1245.62 | 291.81 | 380.68 | 202.69 | 365.29 | 392.05 | 618.67 | 430.35
235 | 145.92 | 135.07 | 420.65 | 875.76 | 375.42 | 1981.71 | 230.99 | 1295.71 | 332.64 | 416.22 | 221.2 | 443.53 | 412.98 | 641.81 | 484.16
236 | 169.71 | 156.64 | 451.13 | 938.08 | 396.25 | 2096.89 | 243.1 | 1308.7 | 341.84 | 427.75 | 222.17 | 465.45 | 425.97 | 665.33 | 506.35
237 | 158.22 | 152.28 | 433.13 | 918.64 | 385.77 | 2040.67 | 238.68 | 1278.77 | 325.47 | 411.53 | 218.23 | 469.22 | 427.94 | 676.37 | 523.33
238 | 141.78 | 140.71 | 404.85 | 873.64 | 364.26 | 1894.75 | 229.26 | 1204.83 | 303.7 | 388.71 | 212.29 | 477.11 | 437.93 | 686.79 | 540.03
239 | 119.87 | 125.97 | 377.53 | 813.38 | 331.02 | 1707.44 | 218.92 | 1056.46 | 282.46 | 365.31 | 206 | 472.75 | 450.92 | 704.86 | 550.3
240 | 98.84 | 119.95 | 341.39 | 751.82 | 294.28 | 1563.98 | 228.41 | 923.35 | 283.68 | 342.02 | 199.53 | 466.23 | 446.79 | 704.19 | 544.92
241 | 90.82 | 112.68 | 326.51 | 731.37 | 271.87 | 1522.17 | 252.18 | 962.74 | 277.44 | 338.86 | 201.56 | 467.47 | 466.34 | 722.22 | 551.15
242 | 84.23 | 103.52 | 313.53 | 698.55 | 252.64 | 1448.2 | 250.12 | 977.49 | 281.31 | 320.16 | 189.59 | 444.65 | 448.63 | 690.75 | 523.54
243 | 82.15 | 101.18 | 308.89 | 683.96 | 245.3 | 1415.72 | 231 | 928.7 | 278.55 | 307.87 | 189.02 | 432.08 | 435.25 | 673.02 | 511.58
244 | 81.6 | 101.31 | 303.55 | 675.36 | 242.84 | 1420.41 | 220 | 889.73 | 282.92 | 300.38 | 187.17 | 419.6 | 423.6 | 658.06 | 492.71
245 | 83.1 | 101.95 | 295.69 | 670.21 | 250.78 | 1478.54 | 214.28 | 956.48 | 278.93 | 294.41 | 183.82 | 397.67 | 404.77 | 636.03 | 471.21
246 | 88.96 | 105.01 | 286.47 | 666.46 | 261.32 | 1533.54 | 204.52 | 1021.87 | 273.93 | 288.84 | 175.43 | 371.45 | 371.09 | 590.28 | 429.18
247 | 98.99 | 107.53 | 274.76 | 640.6 | 259.47 | 1590.23 | 189.9 | 1067.08 | 267.65 | 277.6 | 162.35 | 328.93 | 342.73 | 550.68 | 379.31
248 | 108.98 | 100.19 | 305.28 | 690.94 | 287.75 | 1728.78 | 205.38 | 1120.14 | 273.05 | 307.82 | 177.15 | 314.87 | 351.27 | 562.41 | 371.36
249 | 115.16 | 103.29 | 344.92 | 758.4 | 306.26 | 1832.92 | 228.74 | 1162.21 | 269.22 | 341.31 | 191.35 | 331.83 | 370.07 | 603.66 | 380.68
250 | 123.76 | 114.71 | 373.93 | 818.82 | 329.26 | 1898.88 | 255.95 | 1216.02 | 275.82 | 362.09 | 200.38 | 342.4 | 385.58 | 631.06 | 392.11
251 | 123.27 | 113.93 | 395.77 | 882.42 | 351.5 | 1975.78 | 248.68 | 1279.85 | 282.88 | 385.45 | 207.67 | 353.72 | 401.1 | 643.78 | 407.96
252 | 129.5 | 120.43 | 427.45 | 938.24 | 366.5 | 2046.46 | 257.26 | 1331.03 | 293.91 | 400.48 | 217.85 | 370.97 | 412.49 | 666.49 | 426.42
253 | 130.42 | 124.72 | 423.69 | 947.77 | 368.44 | 2073.06 | 258.71 | 1345.75 | 291.14 | 390.6 | 209.05 | 373.19 | 420.44 | 665.68 | 444.93
254 | 116.41 | 123.72 | 423.79 | 940.72 | 361.43 | 2002.93 | 256.66 | 1309.75 | 287.38 | 394.47 | 215.27 | 388.74 | 423.71 | 662.56 | 461.47
255 | 117.08 | 120.08 | 427.69 | 933.8 | 341.06 | 1933.14 | 254.12 | 1281.86 | 292.84 | 404.28 | 222.76 | 394.49 | 424.42 | 663.75 | 466.63
256 | 116.27 | 120.04 | 425.72 | 931.65 | 338.11 | 1891.28 | 253.53 | 1265.79 | 288.62 | 402.43 | 221.83 | 388.89 | 419.56 | 659.21 | 458.98
257 | 116.87 | 128.33 | 415.44 | 911.74 | 328.5 | 1863.61 | 251.01 | 1237.35 | 290.78 | 394.64 | 216.56 | 372.94 | 403.37 | 637.94 | 442.15
258 | 123.58 | 131.18 | 408.19 | 880.82 | 335.82 | 1830.22 | 246.76 | 1266.53 | 297.98 | 389.52 | 212.24 | 371.92 | 396.41 | 621.86 | 438.3
259 | 149.99 | 138.09 | 465.26 | 954.51 | 385.84 | 2061.93 | 263.51 | 1366.57 | 329.5 | 438.32 | 238.57 | 460.71 | 424.93 | 668.82 | 502.06
260 | 173.85 | 163.2 | 489.47 | 1003.63 | 409.41 | 2179.06 | 280.57 | 1389.17 | 334.95 | 447.71 | 243.78 | 480.17 | 438.01 | 702.21 | 531.61
261 | 164.46 | 158.42 | 479.2 | 986.4 | 401.77 | 2147 | 280.43 | 1315.8 | 334.16 | 432.12 | 242.07 | 492.1 | 448.2 | 725.14 | 555.81
262 | 144.91 | 143.34 | 451.99 | 942.7 | 373.58 | 1984.53 | 270.48 | 1222.92 | 324.87 | 409.39 | 235.84 | 497.72 | 457.47 | 742.85 | 569.76
263 | 121.71 | 140.58 | 398.56 | 867.52 | 331.82 | 1766.71 | 248.94 | 1104.38 | 307.96 | 380.92 | 224.79 | 485.18 | 464.88 | 747.89 | 568.81
264 | 97.95 | 106.72 | 343.83 | 787.8 | 294.91 | 1558.62 | 230.41 | 1148.8 | 294.18 | 346.11 | 208.67 | 474.19 | 451.61 | 721.81 | 542.97
265 | 85.95 | 98.32 | 340.39 | 744.64 | 278.04 | 1479.85 | 224.58 | 944.27 | 274.62 | 331.29 | 202.48 | 456 | 447.51 | 706.44 | 599.21
266 | 80.58 | 100.74 | 323.18 | 716.68 | 263.47 | 1406.48 | 214.2 | 918.05 | 273.9 | 317.51 | 195.64 | 439.52 | 437 | 685.18 | 576.06
267 | 78.39 | 98.94 | 307.31 | 700.78 | 255.53 | 1373.99 | 212.27 | 908.91 | 269.07 | 308.71 | 189.94 | 433.36 | 423.77 | 668.73 | 558.18
268 | 78.09 | 99.55 | 308.17 | 691.45 | 257.71 | 1388.27 | 215.54 | 934.07 | 266.16 | 303.41 | 187.05 | 417.87 | 415.32 | 656.96 | 544.08
269 | 82.19 | 105.33 | 313.48 | 712.52 | 262.86 | 1499.34 | 218.37 | 1026.29 | 273.9 | 308.98 | 189.04 | 417.74 | 412.35 | 654.2 | 534.71
270 | 98.52 | 119.58 | 337.95 | 785.12 | 296.73 | 1729.24 | 229.29 | 1085.85 | 297.72 | 338.45 | 201.65 | 432.07 | 423.72 | 679.17 | 549.97
271 | 113.49 | 125.65 | 339.45 | 784.62 | 309.52 | 1854.55 | 221.03 | 1164 | 299.36 | 331.13 | 191.87 | 394 | 403.05 | 653.86 | 503.12
272 | 124.48 | 125.56 | 362.11 | 840.63 | 323.48 | 1988.23 | 232.9 | 1295.42 | 300.01 | 362.79 | 206.57 | 374.49 | 406.68 | 661.7 | 492.53
273 | 130.86 | 125.85 | 386.49 | 904.73 | 351.65 | 2109.61 | 248.06 | 1338.39 | 302 | 395.29 | 221.88 | 382.01 | 423.85 | 698.32 | 504.29
274 | 135.51 | 127.25 | 409.37 | 959 | 368.56 | 2183.29 | 268.45 | 1376.96 | 304.12 | 416.19 | 234.58 | 392.64 | 434.8 | 724.92 | 517.43
275 | 139.37 | 131.06 | 433.42 | 1009.14 | 397.46 | 2255.41 | 279.71 | 1433.31 | 305.53 | 434.28 | 247.22 | 405.58 | 451.18 | 741.53 | 529.73
276 | 142.74 | 136.28 | 446.55 | 1048.99 | 414.64 | 2296.19 | 280.07 | 1482 | 313.29 | 444.11 | 248.01 | 419.03 | 459.53 | 758.25 | 545.22
277 | 134.88 | 134.99 | 433.31 | 1033.45 | 403.02 | 2282.19 | 260.89 | 1463.77 | 301.29 | 421.93 | 216.48 | 414.47 | 454.68 | 753.19 | 552.87
278 | 130.59 | 132.46 | 448.59 | 1043.3 | 403.64 | 2252.76 | 261.36 | 1463.32 | 299.15 | 430.53 | 233.83 | 432.47 | 465.8 | 780.55 | 579.59
279 | 133.89 | 133.29 | 470.46 | 1065.23 | 408.83 | 2263.99 | 270.48 | 1480.8 | 310.56 | 451.69 | 254.75 | 458.74 | 477.19 | 804.79 | 614.28
280 | 136.43 | 137.17 | 472.84 | 1046.41 | 406.16 | 2246.92 | 267.06 | 1478.29 | 310.83 | 455.56 | 257.28 | 461.4 | 478.85 | 808 | 612.86
281 | 139.12 | 140.77 | 469.34 | 1031.72 | 394.32 | 2194.05 | 231.02 | 1451.84 | 313.32 | 447.77 | 249.03 | 443.33 | 475.82 | 789.12 | 592.5
282 | 140.49 | 141.68 | 454.55 | 994.86 | 394.55 | 2132.7 | 225.37 | 1435.6 | 322.85 | 439.17 | 241.72 | 425.22 | 457.07 | 747.66 | 573.98
283 | 164.98 | 156.13 | 492.31 | 1028.98 | 427.28 | 2275.17 | 237.38 | 1488.23 | 353.77 | 468.08 | 260.79 | 501.45 | 469.44 | 761.58 | 624.35
284 | 187.19 | 175.38 | 513.17 | 1068.06 | 441.82 | 2352.55 | 244.1 | 1467.91 | 364.06 | 470 | 259.05 | 523.95 | 480.69 | 774.44 | 645.54
285 | 173.78 | 166.14 | 494.38 | 1031.82 | 424.14 | 2271.61 | 229.38 | 1394.21 | 343.87 | 449.57 | 254.59 | 530.76 | 483.73 | 785.61 | 651.95
286 | 152.84 | 148.06 | 458.34 | 967.4 | 391.42 | 2092.87 | 212.59 | 1267.1 | 339.43 | 414.95 | 246.8 | 523.17 | 485.59 | 789.42 | 656.92
287 | 124.41 | 126.39 | 400 | 866.83 | 337.33 | 1810.89 | 189.95 | 1234.97 | 313.8 | 370.85 | 227.3 | 490.87 | 470.3 | 772.73 | 634.34
288 | 102.21 | 118.61 | 358.71 | 796.32 | 305.45 | 1645.27 | 175.35 | 1030.58 | 267.32 | 341.48 | 215.51 | 484.21 | 467.37 | 760.67 | 615.92
289 | 84.48 | 102.49 | 311.72 | 709.13 | 265.6 | 1445.09 | 159.76 | 898.14 | 244.48 | 304.66 | 195.73 | 438.87 | 446 | 693.26 | 569.45
290 | 79.7 | 95.71 | 296.19 | 674.04 | 253.58 | 1370.23 | 160.64 | 867.63 | 238.07 | 291.72 | 188.52 | 413.45 | 433.82 | 678.18 | 545.16
291 | 75.13 | 93.57 | 288.28 | 658.67 | 244.54 | 1342.02 | 158.75 | 862.16 | 236.66 | 283.58 | 183.6 | 401.98 | 425.76 | 663.32 | 525.55
292 | 75.51 | 91.99 | 282.6 | 657.24 | 239.91 | 1341.13 | 154.54 | 870.4 | 230.64 | 277.33 | 180.6 | 389.73 | 416.39 | 648.65 | 516.44
293 | 79 | 96.25 | 289.58 | 679.02 | 251.1 | 1418.85 | 158.67 | 933.1 | 242.5 | 283.08 | 183.5 | 393.99 | 413.95 | 653.07 | 515.11
294 | 90.3 | 106.35 | 305.8 | 711.02 | 260.51 | 1541.84 | 169.27 | 1027.55 | 263.92 | 301.93 | 193.11 | 405.05 | 419.91 | 665.58 | 522.66
295 | 104.44 | 113.77 | 310.49 | 727.01 | 275.79 | 1670.47 | 175.04 | 1132.64 | 273.41 | 307.99 | 188.26 | 379.73 | 410.09 | 662.04 | 502.69
296 | 121.69 | 117.01 | 339.44 | 796.04 | 306.29 | 1873.39 | 181.35 | 1245.48 | 273.91 | 339.18 | 202 | 369.58 | 412.17 | 684.81 | 489.13
297 | 133.55 | 116.73 | 383.71 | 863.56 | 331.1 | 2044.39 | 212.96 | 1311.08 | 275.15 | 377.04 | 218.95 | 378.91 | 435.76 | 727.76 | 495.95
298 | 136.89 | 119.14 | 420.96 | 926.24 | 345.73 | 2120.62 | 314.7 | 1330.44 | 277.08 | 394.31 | 227.59 | 383.42 | 441.5 | 737.85 | 496.8
299 | 140.86 | 126.68 | 449.07 | 983.07 | 369.07 | 2207.14 | 220.94 | 1397.55 | 290.13 | 418.9 | 239.82 | 387.17 | 454.77 | 763.29 | 510.31
300 | 144.77 | 134.58 | 465.61 | 1014.82 | 382.83 | 2246.2 | 217.62 | 1423.83 | 290.89 | 425.79 | 240.6 | 400.61 | 462.01 | 774.39 | 525.04
301 | 138.27 | 134.96 | 459.81 | 998.44 | 372.61 | 2206.77 | 221.46 | 1397.87 | 280.88 | 414.68 | 230.08 | 400.43 | 455.87 | 761.19 | 531.53
302 | 134.39 | 135.12 | 466.93 | 994.15 | 371.47 | 2174.53 | 224.78 | 1373.25 | 298.31 | 417.03 | 232.64 | 411.41 | 464.35 | 765.34 | 554.62
303 | 138.12 | 137.05 | 474.73 | 999.92 | 371.1 | 2127.15 | 235.74 | 1372.5 | 313.58 | 428.48 | 243.98 | 443.72 | 475.61 | 783.08 | 584.86
304 | 142.72 | 140.98 | 480.34 | 990.13 | 367.03 | 2099.58 | 238.24 | 1360.38 | 311.98 | 429.62 | 245.04 | 435.84 | 479.6 | 788.59 | 587.53
305 | 144.57 | 147.58 | 465.11 | 995.8 | 363.5 | 2051.02 | 238.56 | 1342.52 | 310.01 | 423.08 | 238.65 | 424.7 | 473.58 | 781.61 | 562.4
306 | 144.09 | 140.45 | 450.12 | 969.36 | 347.02 | 1966.79 | 213.98 | 1335.75 | 292.1 | 408.02 | 230.58 | 427.29 | 457.51 | 758.02 | 545.34
307 | 165.73 | 147.76 | 498.45 | 1006.3 | 385.28 | 2112.35 | 236.05 | 1384.09 | 351.52 | 449.2 | 255.5 | 495.61 | 474.01 | 829.98 | 609.26
308 | 183.86 | 168.49 | 518.8 | 1014.97 | 400.49 | 2179.47 | 245.34 | 1382.98 | 359.3 | 456.76 | 254.75 | 509.64 | 478.79 | 870.13 | 627.13
309 | 167.7 | 160.65 | 502.46 | 978.65 | 383.92 | 2109.3 | 238.05 | 1295.87 | 328.88 | 437.15 | 246.71 | 513.55 | 476.03 | 874.06 | 635.78
310 | 147.61 | 146.13 | 468.27 | 923.65 | 351.09 | 1947.38 | 226.51 | 1159.27 | 327.33 | 407.15 | 237.63 | 501.62 | 474.68 | 876.64 | 640.39
311 | 122.52 | 119.07 | 406.69 | 838.14 | 307.22 | 1714.41 | 209.03 | 975.98 | 298.04 | 370.37 | 224.51 | 491.81 | 467.68 | 862.65 | 622.53
312 | 101.72 | 102.27 | 357.57 | 762.64 | 270 | 1516.51 | 187.17 | 808.16 | 268.98 | 334.06 | 208.62 | 469.1 | 459.64 | 829.15 | 602.62
313 | 94.23 | 91.88 | 378.9 | 755.71 | 261.57 | 1482.75 | 186.58 | 922.18 | 275.22 | 332.94 | 209.24 | 456.95 | 482.54 | 836.3 | 609.77
314 | 88.39 | 99.27 | 369.42 | 730.83 | 248.34 | 1406.13 | 181.47 | 897.42 | 270.56 | 320.48 | 206.05 | 452.86 | 478.71 | 778.69 | 599.51
315 | 85.67 | 109.26 | 335.92 | 708.21 | 242.63 | 1378.2 | 179.77 | 888.47 | 255.9 | 313.78 | 203.89 | 451.33 | 474.92 | 762.66 | 590.06
316 | 84.2 | 91.44 | 329.21 | 715.04 | 240.37 | 1383.3 | 178.22 | 899.64 | 267.97 | 308.91 | 201.36 | 441.46 | 466.16 | 718.8 | 577.54
317 | 87.72 | 97.38 | 340.64 | 724.45 | 246.82 | 1442.15 | 182.6 | 959.7 | 264.04 | 318.62 | 206.03 | 454.12 | 474.52 | 710.7 | 583.45
318 | 96.81 | 107.84 | 354.77 | 752.47 | 257.06 | 1511.66 | 186.54 | 1023.78 | 276.88 | 334.48 | 214.06 | 461.52 | 478.3 | 728.52 | 594.82
319 | 113.05 | 117.11 | 353.28 | 752.31 | 264.16 | 1605.88 | 187.69 | 1104.87 | 284.14 | 337.96 | 214.45 | 454.91 | 483.22 | 745.43 | 589.59
320 | 135.12 | 114.7 | 392.41 | 813.77 | 293.5 | 1813.76 | 283.74 | 1207.36 | 307.77 | 365.16 | 227.06 | 446.3 | 496.72 | 759.14 | 588.68
321 | 151.62 | 128.19 | 439.89 | 875.33 | 329.59 | 2024.86 | 303.19 | 1302.4 | 342.68 | 392.75 | 235.68 | 445.16 | 511.77 | 779.79 | 589.9
322 | 162.34 | 135.63 | 469.45 | 923.97 | 355.78 | 2164.9 | 253.66 | 1371.41 | 350.67 | 418.87 | 237.77 | 440.59 | 518.83 | 790.67 | 589.08
323 | 166.84 | 137.34 | 489.79 | 969.63 | 377.62 | 2264.9 | 264.33 | 1446.6 | 370.57 | 440.63 | 239.79 | 438.85 | 530.6 | 801.04 | 596.19
324 | 170.02 | 143.78 | 503.66 | 1009.99 | 395.75 | 2322.36 | 271.48 | 1505.35 | 375.2 | 456.35 | 246.29 | 457.07 | 540.25 | 813.93 | 615.79
325 | 165.06 | 140.45 | 492.54 | 1013.3 | 393.19 | 2274.17 | 267.16 | 1480.47 | 359.13 | 448.14 | 245.07 | 459.37 | 532.87 | 800.62 | 620.84
326 | 157.86 | 134.46 | 511.58 | 1021.56 | 392.59 | 2232.23 | 268.07 | 1469.08 | 362.57 | 451.8 | 243.24 | 479.49 | 547.26 | 817.83 | 645.81
327 | 159.66 | 140.7 | 518.42 | 1011.01 | 388.82 | 2241.73 | 274.26 | 1477 | 365.62 | 464.19 | 250.97 | 499.78 | 572.52 | 845 | 691.79
328 | 159.32 | 145.88 | 508 | 926.88 | 382.67 | 2229.99 | 275.22 | 1469.84 | 373.31 | 469.41 | 250.34 | 507.45 | 582.34 | 854.41 | 702.07
329 | 148.68 | 144.81 | 516.64 | 892.37 | 369.66 | 2196.73 | 267.88 | 1431.81 | 388.18 | 454.15 | 246.22 | 484.76 | 564.02 | 820.48 | 664.17
330 | 143.81 | 139.87 | 490.52 | 881 | 356.71 | 2143.59 | 249.74 | 1406.98 | 352.28 | 432.17 | 241.5 | 479.19 | 537.98 | 793.99 | 655.62
331 | 164.33 | 148.47 | 523.78 | 935.09 | 397.05 | 2211.83 | 261.8 | 1418.16 | 382.95 | 467.75 | 264.15 | 544.51 | 536.81 | 808.45 | 695.77
332 | 189.95 | 170.81 | 550.11 | 996.65 | 432.55 | 2305.76 | 270.97 | 1461.54 | 401.73 | 483.66 | 268.54 | 558.11 | 544.22 | 823.28 | 726.21
333 | 176.82 | 162.48 | 527.98 | 995.4 | 425.51 | 2230.25 | 261.48 | 1390.28 | 397.61 | 468.67 | 256.52 | 557.1 | 544.01 | 829.68 | 729.01
334 | 153.29 | 144.15 | 486 | 952.62 | 393.02 | 2043.48 | 245.65 | 1279.62 | 370.36 | 437.36 | 246.09 | 544.89 | 545.63 | 832.93 | 719.56
335 | 128.97 | 125.06 | 431.56 | 867.55 | 349.47 | 1803.98 | 223.3 | 1171.44 | 336.28 | 395 | 230.11 | 522 | 536.01 | 815.65 | 690.1
336 | 106.53 | 124.72 | 353.63 | 784.08 | 305.9 | 1570.04 | 205.31 | 1196.8 | 300.92 | 350.32 | 212.14 | 487.2 | 513.46 | 775.66 | 654.7
337 | 78.28 | 82.02 | 274.12 | 615.66 | 231.92 | 1210.84 | 156.28 | 798.55 | 252.14 | 273.64 | 167.73 | 373.35 | 403.37 | 624.2 | 516.65
338 | 72.24 | 77.69 | 261.26 | 588.99 | 221.4 | 1156.27 | 156.39 | 773.64 | 250.86 | 259.56 | 162.75 | 358.7 | 384.08 | 595.48 | 496.62
339 | 69.28 | 75.93 | 252.81 | 566.88 | 208.77 | 1121.95 | 152.8 | 752.88 | 239.85 | 251.34 | 157.37 | 344.41 | 370.97 | 569.54 | 476.75
340 | 68.06 | 73.58 | 242.19 | 556.28 | 209.08 | 1112.43 | 151.81 | 762.45 | 237.99 | 241.73 | 152.18 | 332.42 | 353.55 | 544.29 | 454.12
341 | 68.03 | 72.43 | 230.95 | 548.58 | 209.41 | 1155.97 | 148.68 | 805.55 | 221.6 | 233.17 | 145.96 | 316.38 | 335.59 | 513.81 | 426.51
342 | 72.92 | 75.11 | 226.51 | 541.66 | 211.92 | 1228.22 | 133.44 | 845.4 | 206.56 | 228.33 | 139.11 | 298.53 | 300.54 | 476.29 | 382.74
343 | 80.45 | 77.37 | 216.15 | 506.09 | 211.64 | 1282.19 | 122.9 | 852.6 | 195.47 | 219.28 | 126.55 | 259.62 | 275.79 | 435.89 | 336.42
344 | 88.54 | 83.14 | 240.35 | 557.14 | 230.83 | 1393.32 | 141.16 | 906.09 | 202.45 | 249.42 | 139.9 | 254.09 | 280.65 | 457.12 | 334.73
345 | 92.7 | 83.79 | 257.89 | 628.69 | 249.47 | 1490.02 | 175.41 | 948.3 | 211.84 | 277.48 | 152.92 | 268.61 | 297.2 | 496.47 | 346.27
346 | 97.39 | 84.19 | 278.02 | 682.05 | 266.78 | 1562.26 | 190.82 | 988.88 | 221.6 | 294.44 | 158.45 | 276.45 | 310.78 | 520.97 | 362.96
347 | 100.14 | 87.38 | 294.19 | 716.34 | 281.95 | 1598.68 | 196.89 | 1035.53 | 229.68 | 313.73 | 163.31 | 285.76 | 319.86 | 534.44 | 371.04
348 | 102.97 | 92.35 | 307.37 | 738.3 | 297.37 | 1629.93 | 200.05 | 1037.84 | 236.47 | 322.97 | 166.64 | 295.48 | 327.08 | 541.3 | 379.47
349 | 101.32 | 93.92 | 306.36 | 747.37 | 291.73 | 1669.11 | 201.03 | 1045.31 | 229.96 | 312.82 | 160.5 | 297.59 | 332.17 | 551.23 | 394.25
350 | 96.09 | 90.99 | 303.39 | 747.36 | 283.12 | 1611.14 | 197.62 | 1031.25 | 219.59 | 312.14 | 164.44 | 305.44 | 331.38 | 580.24 | 407.68
351 | 94.15 | 89.03 | 301.23 | 721.52 | 276.52 | 1535.47 | 194.91 | 990.23 | 216.35 | 315.01 | 168.44 | 304.72 | 323.63 | 592.92 | 406.46
352 | 94.26 | 91.99 | 302.79 | 718.81 | 272.99 | 1509.22 | 193.6 | 973.6 | 200.59 | 314.56 | 168.29 | 303.32 | 320.37 | 587.29 | 404.5
353 | 95.8 | 94.79 | 302.11 | 713.67 | 271.17 | 1482.67 | 193.17 | 951.98 | 204.74 | 311.48 | 164.3 | 295.14 | 317.15 | 588.04 | 392.58
354 | 100.63 | 98.91 | 307.25 | 707.34 | 280.94 | 1477.15 | 190.27 | 995.73 | 212.41 | 309.46 | 163.98 | 291.06 | 311.93 | 574.76 | 389.24
355 | 122.69 | 118.33 | 355.81 | 773.54 | 320.66 | 1687.97 | 207.96 | 1103.94 | 261.47 | 350.95 | 186.17 | 354.9 | 339.62 | 626.82 | 447.26
356 | 144.48 | 136.18 | 389.87 | 839.37 | 343.4 | 1850.29 | 214.7 | 1148.65 | 277.47 | 371.3 | 196.41 | 392.99 | 364.55 | 676.55 | 488.68
357 | 136.38 | 130.66 | 376.78 | 819.85 | 334.94 | 1819.28 | 215.74 | 1079.08 | 271.1 | 358.98 | 192.26 | 402.36 | 364.59 | 694.62 | 503.28
358 | 118.56 | 116.84 | 351.15 | 768.61 | 307.13 | 1677.62 | 209.21 | 986.59 | 263.15 | 337.65 | 185.11 | 404.65 | 367.95 | 699.77 | 512.99
359 | 98.48 | 102.26 | 317.93 | 704.33 | 277.24 | 1480.12 | 187.7 | 894.65 | 246.85 | 310.08 | 177.23 | 398.05 | 379.2 | 707.76 | 511.5
360 | 81.54 | 91.98 | 288.54 | 641.83 | 245.02 | 1333.35 | 161.37 | 829.13 | 222.18 | 288.38 | 167.47 | 380.31 | 368.75 | 701.08 | 501.25
361 | 85.86 | 105.87 | 326.29 | 709.34 | 272.83 | 1491.97 | 197.77 | 939.99 | 263.75 | 325.78 | 193.24 | 437.91 | 467.27 | 831.22 | 586.15
362 | 81 | 101.16 | 313.91 | 698.97 | 266.33 | 1430.66 | 182.6 | 909.07 | 260.4 | 312.56 | 184.57 | 422.51 | 452.06 | 776.98 | 565.78
363 | 78.87 | 100.11 | 304.65 | 699.47 | 255.98 | 1395.4 | 179.13 | 896.87 | 258.54 | 300.79 | 180.18 | 409.84 | 441.36 | 712.15 | 549.07
364 | 77.59 | 99.79 | 292.13 | 684.24 | 252.57 | 1387.44 | 173.52 | 911.23 | 248.37 | 285.21 | 176.76 | 391.72 | 427.03 | 676.33 | 528.53
365 | 77.64 | 99.91 | 280.39 | 670.57 | 252.03 | 1435.13 | 164.51 | 962.62 | 250.39 | 272.82 | 172.1 | 371.39 | 398.75 | 612.65 | 498.3
366 | 81.79 | 102.02 | 266.65 | 650.44 | 247.34 | 1485.03 | 151.4 | 1003.64 | 247.83 | 265.82 | 157.7 | 342.71 | 352.23 | 550.18 | 446.16
367 | 91.96 | 104.44 | 254.17 | 619.39 | 253.96 | 1513.74 | 140.1 | 984.84 | 234.41 | 250.77 | 144.91 | 300.44 | 322.82 | 498.41 | 384.91
368 | 100.55 | 100.61 | 277.85 | 665.54 | 272.78 | 1618.61 | 150.56 | 1009.15 | 235.82 | 277.7 | 157.65 | 289.82 | 328.64 | 510.66 | 378.9
369 | 105.48 | 102.64 | 307.17 | 725.01 | 289.09 | 1718.58 | 170.18 | 1024.3 | 238.59 | 307.94 | 169.08 | 303.18 | 341.95 | 558.88 | 395
370 | 108.5 | 102.19 | 325.52 | 779.44 | 304.78 | 1784.74 | 187.73 | 1110.58 | 248.88 | 326.23 | 177.48 | 311.84 | 351.8 | 586.23 | 401.5
371 | 111.83 | 104.37 | 347.74 | 813.19 | 318.57 | 1835.35 | 196.68 | 1186.23 | 256.52 | 346.95 | 187.86 | 322.63 | 358.56 | 599.45 | 413.03
372 | 117 | 111.43 | 369.45 | 852.45 | 337.17 | 1892.37 | 214.51 | 1202.9 | 269.51 | 364.2 | 194.87 | 338.29 | 376.54 | 636.03 | 434.69
373 | 116.54 | 116.39 | 364.55 | 881.11 | 338.63 | 1959.66 | 219.04 | 1227.12 | 266.63 | 363.65 | 188.29 | 349.03 | 387.72 | 652.46 | 461.22
374 | 110.97 | 114.78 | 365.63 | 878.16 | 338.65 | 1919.76 | 201.21 | 1231.36 | 259.14 | 369.46 | 194.58 | 358.17 | 394.36 | 692.57 | 485.68
375 | 111.32 | 110.67 | 373.26 | 872.38 | 328.34 | 1856.29 | 189.65 | 1185.36 | 262.96 | 378.07 | 201.32 | 362.36 | 385.98 | 697.58 | 489.85
376 | 112.73 | 113.94 | 371.18 | 872.34 | 328.46 | 1841.71 | 175.45 | 1183.45 | 264.07 | 378.1 | 200.84 | 365.24 | 388.54 | 635.75 | 487.68
377 | 112.54 | 115.81 | 367.15 | 850.09 | 324.42 | 1809.7 | 196.42 | 1168.79 | 257.76 | 367.84 | 193.05 | 352.28 | 383.72 | 618.07 | 469.39
378 | 116.91 | 118.21 | 357.55 | 827.86 | 319.43 | 1834.29 | 174.1 | 1139.9 | 255.08 | 359.01 | 190.73 | 341.11 | 372.89 | 599.85 | 454.68
379 | 138.96 | 132.2 | 401.85 | 851.53 | 356.4 | 1973.99 | 195.25 | 1259.53 | 296.54 | 396.13 | 212.55 | 401.26 | 397.41 | 624.91 | 508.63
380 | 162.88 | 150.91 | 435.4 | 924.22 | 387.84 | 2083.83 | 209.24 | 1312.55 | 335.66 | 414.8 | 219.67 | 442.18 | 413.75 | 660.27 | 548.18
381 | 155.18 | 149.09 | 424.72 | 918.58 | 383.07 | 2062.2 | 203.39 | 1295.53 | 332.19 | 406.56 | 217.61 | 457.34 | 426.99 | 695.86 | 577.71
382 | 139.55 | 134.78 | 409.56 | 892.8 | 362.16 | 1956.89 | 192.77 | 1184.73 | 295.88 | 394.07 | 214.51 | 474.9 | 445.68 | 724.5 | 601.5
383 | 118.66 | 124.56 | 377.94 | 843.54 | 331.79 | 1790.02 | 180.61 | 1045.56 | 277.16 | 374.32 | 209.17 | 477.95 | 458.16 | 751.82 | 624.84
384 | 98.4 | 112.45 | 346.6 | 788 | 299.68 | 1630.78 | 172.02 | 968.38 | 268.44 | 346.04 | 198.86 | 461.23 | 463.43 | 748.31 | 616.66
385 | 79.56 | 98.66 | 297.59 | 682.33 | 250.96 | 1390.47 | 139.59 | 853.07 | 229.54 | 300.73 | 175.14 | 404.42 | 426.91 | 665.15 | 548.9
386 | 74.35 | 91.95 | 284.23 | 656.49 | 240.8 | 1324.17 | 141.46 | 828.69 | 227.05 | 287.88 | 169.25 | 390.11 | 415.59 | 637.46 | 526.28
387 | 72.71 | 91.23 | 277.48 | 644.63 | 240.88 | 1298.31 | 130.96 | 824.72 | 219.81 | 279.35 | 166.23 | 377.44 | 394.66 | 625.14 | 512.79
388 | 73.01 | 90.73 | 270.05 | 644.13 | 238.1 | 1310.76 | 135.53 | 842.34 | 219.09 | 273.87 | 163.51 | 370.73 | 391.52 | 606.1 | 499.06
389 | 76.09 | 93.92 | 270.74 | 655.52 | 240.44 | 1411.2 | 145.22 | 935.28 | 230.67 | 277.33 | 164.14 | 364.39 | 382.26 | 602.37 | 488.37
390 | 89.92 | 106.24 | 293.82 | 686.58 | 269.99 | 1633.92 | 162.54 | 1072.8 | 249.84 | 296.64 | 172.97 | 373.96 | 381.3 | 607.61 | 488.27
391 | 106.9 | 116.15 | 297 | 690.28 | 292.73 | 1753.37 | 191.74 | 1113.68 | 263.25 | 293.47 | 165.5 | 346.21 | 366.58 | 585.44 | 447.93
392 | 119.18 | 120.15 | 333.23 | 756.73 | 316.11 | 1915 | 208.42 | 1069.07 | 265.23 | 329.64 | 186 | 339.77 | 380.36 | 620.46 | 450.68
393 | 123.78 | 117.9 | 352.34 | 825.14 | 336.85 | 2021.47 | 219.2 | 1204.2 | 269.4 | 364.58 | 198.76 | 354.62 | 391.05 | 668.37 | 466.12
394 | 126.42 | 122.68 | 365.47 | 862.62 | 359.91 | 2073.78 | 224.45 | 1284.62 | 264.77 | 383.99 | 205.95 | 363.38 | 406.98 | 685.23 | 475.43
395 | 127.08 | 122.77 | 396.66 | 926.38 | 376.18 | 2157.81 | 233.01 | 1324.38 | 263.51 | 407.78 | 218.83 | 380.84 | 426.23 | 698.73 | 496.91
396 | 131.19 | 128.44 | 415.18 | 963.82 | 391.55 | 2189.82 | 235.88 | 1374.65 | 291.84 | 413.45 | 217.1 | 387.67 | 424.75 | 705.44 | 508.05
397 | 123.71 | 129.94 | 391.41 | 938.23 | 373.64 | 2170.04 | 231.7 | 1348.12 | 289.26 | 380.8 | 193.64 | 376.68 | 416.62 | 689.3 | 507.78
398 | 121.41 | 125.89 | 390.89 | 937.58 | 371.14 | 2141.96 | 229.81 | 1322.01 | 294.84 | 378.48 | 203.66 | 396.26 | 432.99 | 711.11 | 540.35
399 | 123.66 | 125.55 | 409.37 | 950.22 | 374.69 | 2122.55 | 243.24 | 1336.13 | 319.2 | 390.75 | 218.16 | 415.95 | 441.86 | 731.82 | 565.98
400 | 124.25 | 131.23 | 416.27 | 953.09 | 378.08 | 2109.54 | 235.19 | 1329.96 | 315.81 | 394.9 | 223.84 | 410.67 | 441.14 | 716.33 | 566.57
401 | 124.52 | 134.19 | 405.38 | 925.29 | 367.74 | 2056.57 | 212.89 | 1382.23 | 298.57 | 388.1 | 219.89 | 396.26 | 419.61 | 689.09 | 536.33
402 | 128.06 | 134.48 | 394.32 | 895.34 | 369.02 | 2008.88 | 207.89 | 1293.76 | 299.28 | 383.54 | 211.87 | 379.35 | 410.83 | 670.49 | 513.84
403 | 153.23 | 144.02 | 447 | 956.14 | 416.81 | 2185.14 | 221.4 | 1391.57 | 333.51 | 424.21 | 238.33 | 454.81 | 437.98 | 705.99 | 575.63
404 | 174.32 | 166.23 | 474.47 | 982.29 | 421.2 | 2238.98 | 218.73 | 1396.37 | 340.66 | 420.62 | 234.21 | 476.65 | 439.93 | 709.54 | 597.14
405 | 161.57 | 162.48 | 437.8 | 953.59 | 403.72 | 2138.63 | 202 | 1371.34 | 328.76 | 395.74 | 224.88 | 475.56 | 448.01 | 721.73 | 608.94
406 | 140.04 | 143.45 | 403.83 | 890.78 | 368.76 | 1970.4 | 194.93 | 1225.13 | 309.03 | 363.39 | 212.56 | 477.9 | 442.07 | 737.67 | 618.55
407 | 113.29 | 123.48 | 355.96 | 802.64 | 324.56 | 1712.65 | 176.67 | 1053.68 | 277.35 | 324.65 | 196.53 | 460.65 | 446.8 | 726.76 | 607.32
408 | 89.88 | 101.29 | 318.57 | 708.51 | 284.75 | 1500.87 | 153.23 | 922.95 | 252.58 | 291.55 | 179.26 | 423.32 | 431.38 | 693.05 | 577.81
409 | 74.78 | 93.03 | 309.32 | 651.85 | 251.83 | 1355.74 | 137.71 | 833.56 | 241.45 | 265.9 | 165.79 | 378.29 | 414.92 | 642.44 | 538.51
410 | 71.15 | 95.26 | 301 | 629.15 | 244.76 | 1301.9 | 146.42 | 817.9 | 237.93 | 257.39 | 163.27 | 370.98 | 404.57 | 627.92 | 517.86
411 | 69.16 | 93.92 | 296.98 | 622.73 | 235.64 | 1275.63 | 137.63 | 812.96 | 235.67 | 250.65 | 161.09 | 359.05 | 401.41 | 611.12 | 500.96
412 | 69.38 | 95.66 | 293.59 | 626.19 | 232.18 | 1291.31 | 134.98 | 841.22 | 238.34 | 248.69 | 160.64 | 347.09 | 391.78 | 597.93 | 489.73
413 | 73.36 | 99.12 | 299.27 | 639.42 | 245.81 | 1401.74 | 149.79 | 938.05 | 245.28 | 254.97 | 162.31 | 350.98 | 379.51 | 584.6 | 485.21
414 | 87.79 | 110.31 | 317.16 | 686.13 | 266.31 | 1622.53 | 161.56 | 1083.46 | 261.41 | 279.12 | 170.54 | 356.74 | 383.18 | 590.21 | 488.88
415 | 103.93 | 117.45 | 314.15 | 683.69 | 286.74 | 1737.93 | 167.16 | 1137.52 | 269.1 | 272.98 | 164.63 | 327.28 | 363.82 | 580.62 | 444.93
416 | 113.59 | 120.85 | 340.58 | 754.25 | 312.06 | 1883.98 | 189.21 | 1219.15 | 288.78 | 306.08 | 179.8 | 322.84 | 380.33 | 602.22 | 444.19
417 | 124.17 | 125.44 | 371.69 | 844.6 | 342.26 | 2041.76 | 216.9 | 1283.3 | 313.58 | 335.23 | 198.8 | 354.54 | 406.95 | 664.89 | 471.84
418 | 128.93 | 131.34 | 398.39 | 894.01 | 365.19 | 2141.85 | 235.2 | 1358.42 | 330.55 | 353.93 | 205.71 | 367.41 | 430.6 | 684.41 | 490.26
419 | 132.13 | 134.09 | 420.77 | 917.07 | 379.9 | 2216.63 | 245.26 | 1433.04 | 342.94 | 397.11 | 214.22 | 386.52 | 445.11 | 696.68 | 504.8
420 | 135.97 | 140.21 | 432.11 | 953.92 | 392.34 | 2257.94 | 249.86 | 1496.67 | 341.46 | 414.28 | 213.63 | 396.65 | 446.82 | 708.47 | 516.18
421 | 126.63 | 134.52 | 416.57 | 930.53 | 380.4 | 2231.24 | 247.21 | 1492.57 | 319.99 | 391.06 | 194.06 | 389.49 | 444.17 | 687.68 | 519.9
422 | 124.28 | 134.22 | 425.92 | 948.9 | 384.96 | 2215.12 | 245.26 | 1422.9 | 321.55 | 405.47 | 209.67 | 413.02 | 458.72 | 718.17 | 556.72
423 | 129.76 | 135.75 | 447.15 | 979.31 | 395.81 | 2215.67 | 242.05 | 1453.58 | 320.9 | 429.69 | 225.43 | 425.13 | 461.71 | 748.88 | 582.02
424 | 130.83 | 137.63 | 445.21 | 981.34 | 390.86 | 2177.91 | 227.38 | 1433.43 | 308.51 | 428.56 | 231.15 | 423.63 | 465.93 | 746.06 | 573.77
425 | 133.33 | 141.64 | 444.4 | 976.68 | 384.51 | 2150.13 | 224.76 | 1382.47 | 307.81 | 426.08 | 226.9 | 414.82 | 453.38 | 732.99 | 553.26
426 | 138.21 | 145.38 | 432.55 | 938.97 | 383.6 | 2118.19 | 211.22 | 1300.24 | 307.19 | 420.32 | 225.39 | 402.64 | 450.01 | 707.9 | 542.5
427 | 160.25 | 156.81 | 466.95 | 967.97 | 424.1 | 2271.25 | 225.34 | 1415.78 | 359.09 | 452.42 | 252.27 | 459.37 | 458.31 | 729.03 | 596.12
428 | 180.41 | 172.4 | 488.57 | 1010.4 | 433.29 | 2324.84 | 229.65 | 1462.03 | 354.37 | 447.84 | 250.23 | 490.61 | 472.44 | 735.31 | 617.23
429 | 166.52 | 167.63 | 459.45 | 974.63 | 411.4 | 2213.14 | 211.8 | 1391.81 | 335.83 | 418.92 | 238.72 | 482.18 | 461.25 | 741.49 | 622.28
430 | 146.91 | 151.68 | 429.46 | 917.38 | 390.7 | 2041.61 | 205.17 | 1205.91 | 320 | 388.31 | 229.34 | 496.49 | 469.02 | 754.81 | 637.95
431 | 119.33 | 133.33 | 384.01 | 832.95 | 336.09 | 1771.61 | 175.74 | 1052.41 | 294.43 | 346.55 | 213.79 | 481.48 | 468.47 | 735.05 | 627.24
432 | 94.88 | 118.03 | 334.15 | 746.29 | 291.99 | 1560.69 | 155.48 | 974.96 | 271.24 | 311.95 | 195.91 | 436.55 | 453.12 | 701.7 | 594.29
433 | 82.57 | 109.36 | 329.42 | 722.05 | 268.31 | 1445.69 | 146.18 | 913.96 | 270.07 | 298.31 | 188.88 | 413.06 | 435.51 | 689.56 | 610.32
434 | 77.48 | 102.73 | 321.06 | 699.02 | 259.82 | 1389.65 | 141.6 | 897.81 | 241.7 | 286.97 | 181.93 | 402.34 | 429.57 | 670.92 | 592.64
435 | 75.68 | 101.23 | 319.3 | 670.96 | 258.33 | 1359.3 | 144.32 | 897.21 | 245.92 | 276.27 | 176.86 | 391.3 | 413.65 | 649.03 | 571.38
436 | 75.06 | 100.53 | 315.26 | 670.45 | 253.52 | 1356.44 | 145.1 | 920.35 | 254.13 | 270.98 | 172.72 | 380.09 | 403.76 | 628.01 | 556.33
437 | 76.73 | 102.29 | 314.64 | 677.59 | 255.64 | 1445.23 | 143.98 | 977.54 | 240.9 | 271.44 | 170.79 | 372.47 | 383.6 | 605.85 | 536.04
438 | 87.19 | 109.08 | 317.87 | 691.93 | 268.48 | 1591.48 | 146.07 | 1015.58 | 253.28 | 279.34 | 170.77 | 363.21 | 375.43 | 587.33 | 507.86
439 | 106.2 | 119.33 | 319.35 | 711.42 | 294.36 | 1756.34 | 146.37 | 1150.87 | 257.34 | 285.97 | 168.88 | 345.78 | 357.17 | 585.03 | 479.96
440 | 119.17 | 123.7 | 362.62 | 789.55 | 325.37 | 1992.16 | 169.81 | 1207.06 | 284.43 | 329.78 | 192.92 | 346.26 | 379.49 | 626.86 | 485.85
441 | 125.2 | 125.23 | 375.48 | 887.06 | 335.22 | 2122.37 | 189.84 | 1297.94 | 291.77 | 367.64 | 212.05 | 365.64 | 402.52 | 675.7 | 496.1
442 | 128.23 | 129.37 | 394.49 | 952.42 | 366.19 | 2171.32 | 201.55 | 1352.35 | 291.24 | 394.19 | 221.64 | 371.87 | 425.09 | 694.54 | 508
443 | 133.22 | 131.14 | 414.99 | 1005.69 | 392.07 | 2226.14 | 213.24 | 1431.28 | 284.17 | 417.86 | 231.37 | 387.46 | 434.55 | 712.68 | 520.1
444 | 138.85 | 135.19 | 430.01 | 1046.59 | 414.48 | 2289.52 | 227.62 | 1467.73 | 292.82 | 430.14 | 236.79 | 403.43 | 446.81 | 728.07 | 539.57
445 | 134.18 | 136.57 | 419.81 | 1042.25 | 398.55 | 2320.75 | 233.9 | 1475.59 | 280.19 | 416.93 | 223.33 | 406 | 452.45 | 723.4 | 561.68
446 | 127.89 | 130.74 | 419.1 | 1043.72 | 401.56 | 2250.4 | 230.57 | 1441.68 | 292.24 | 423.61 | 233.12 | 415.28 | 454.08 | 734.92 | 587.88
447 | 129.78 | 129.82 | 424.39 | 1053.7 | 395.94 | 2198.66 | 245.91 | 1412.3 | 307.49 | 437.33 | 241.93 | 429.49 | 455.75 | 751.95 | 606.46
448 | 131.62 | 134.33 | 434.36 | 1066.19 | 396.94 | 2179.41 | 247.99 | 1392.99 | 286.59 | 441.64 | 240.51 | 426.35 | 450.85 | 755.2 | 602.87
449 | 132 | 145.36 | 434.61 | 1042.65 | 391.98 | 2128.83 | 241.48 | 1335.87 | 287.23 | 434.23 | 234.37 | 415.74 | 437.8 | 734.53 | 581.83
450 | 134.76 | 141.64 | 429.38 | 987.25 | 385.05 | 2097.08 | 234.36 | 1332.21 | 277.49 | 420.7 | 228.25 | 399.49 | 428.3 | 707.67 | 566.85
451 | 157.54 | 151.18 | 478.94 | 1007.45 | 417.81 | 2231.62 | 249.3 | 1414.76 | 345.33 | 454.03 | 251.57 | 464.68 | 453.76 | 735.44 | 630.86
452 | 178.56 | 172.44 | 493.12 | 1037 | 438.16 | 2276 | 244.48 | 1406.14 | 347.9 | 456.3 | 250.67 | 487.71 | 450.8 | 738.77 | 653.96
453 | 167.16 | 165.86 | 478.59 | 1025.85 | 425.36 | 2210.48 | 230.92 | 1339.61 | 327.94 | 443.77 | 244.57 | 499.28 | 456.01 | 749.91 | 675.58
454 | 147.04 | 153.05 | 446.31 | 964.58 | 389.41 | 2031.26 | 213.24 | 1265.25 | 326.6 | 415.98 | 232.63 | 499.45 | 466.4 | 748.67 | 679.58
455 | 122.01 | 134.74 | 404.96 | 885.49 | 345.63 | 1789.92 | 190.86 | 1167.25 | 313.11 | 381.22 | 218.94 | 486.41 | 468.7 | 745.75 | 678.59
456 | 98.95 | 118.17 | 369.76 | 811.51 | 306.48 | 1609.3 | 153.21 | 977.43 | 284.99 | 343.07 | 202.99 | 459.51 | 452.09 | 728.94 | 654.49
457 | 85.33 | 106.83 | 335.79 | 755.31 | 283.55 | 1494.48 | 153.18 | 968.4 | 265.53 | 316.72 | 189.53 | 441.21 | 427.99 | 704.83 | 592.65
458 | 79.77 | 104.94 | 318.87 | 722.42 | 266.41 | 1416.45 | 151.07 | 942.36 | 276.34 | 301.79 | 183.21 | 422.48 | 428.31 | 681.96 | 570.83
459 | 76.88 | 104.35 | 313.88 | 699.87 | 259.51 | 1382.22 | 148.99 | 935.77 | 267.28 | 292.23 | 180.07 | 412.11 | 409.99 | 672.39 | 558.29
460 | 76.79 | 101.14 | 309.03 | 701.25 | 260.02 | 1385.42 | 152.85 | 923.67 | 272.08 | 285.42 | 179.2 | 404.99 | 400.39 | 658.35 | 543.56
461 | 80.9 | 105.03 | 315.12 | 719.61 | 272.38 | 1464.59 | 154.18 | 1016.65 | 270.47 | 290.92 | 182.17 | 405.46 | 410.21 | 657.2 | 541.62
462 | 94.99 | 120.85 | 340.74 | 774.84 | 293.89 | 1626.26 | 158.76 | 1131.24 | 300.58 | 317.35 | 193.86 | 427.95 | 423.91 | 690.77 | 563.87
463 | 108.28 | 127.48 | 341.9 | 775.23 | 310.89 | 1750.85 | 161.18 | 1208.1 | 295.53 | 316.66 | 187.42 | 396.23 | 405.21 | 674.6 | 525.25
464 | 122.36 | 132.81 | 369.09 | 822.25 | 340.13 | 1925.31 | 174.04 | 1285.49 | 295.86 | 346.2 | 197.73 | 374.55 | 404.92 | 668.39 | 499.13
465 | 129.76 | 127.15 | 407.81 | 898.79 | 361.32 | 2061.74 | 191.02 | 1330.99 | 314.83 | 377.41 | 211.48 | 371.13 | 408.84 | 690.85 | 503.71
466 | 134.14 | 138.32 | 438.34 | 942.41 | 364.82 | 2123.08 | 207.69 | 1357.09 | 313.27 | 397.01 | 221.21 | 377.8 | 423.3 | 699.43 | 501.79
467 | 138.65 | 138.93 | 471.65 | 992.33 | 387.79 | 2199.34 | 220.96 | 1421.94 | 335.64 | 419.8 | 233.03 | 385.81 | 437.62 | 718.91 | 512.63
468 | 143.74 | 146.66 | 494.62 | 1035.5 | 415.17 | 2249.53 | 222.82 | 1464.37 | 324.4 | 435.02 | 234.68 | 400.99 | 444.79 | 738.81 | 532.27
469 | 136.94 | 143.03 | 482.17 | 1024.65 | 398.43 | 2199.51 | 218.26 | 1422.14 | 311.66 | 418.36 | 218.33 | 400.27 | 434.26 | 712.2 | 529.34
470 | 135.07 | 145.53 | 496.03 | 1017.43 | 405.12 | 2177.59 | 229.73 | 1415.09 | 323.99 | 422.98 | 220.38 | 421.57 | 450.56 | 733.05 | 567.3
471 | 140.59 | 152.18 | 500.23 | 1024.95 | 409.44 | 2176.42 | 241.99 | 1431.53 | 340.11 | 442.11 | 228.57 | 450.39 | 476.94 | 768.39 | 609.56
472 | 140.76 | 150.34 | 491.14 | 1033.76 | 413.7 | 2156.66 | 235.56 | 1425.32 | 360.41 | 444.81 | 231.84 | 452.15 | 479.84 | 772.67 | 616.93
473 | 142.08 | 147.03 | 480.29 | 1019.93 | 410.63 | 2115.24 | 228.2 | 1394.96 | 346.2 | 437.45 | 229.51 | 441.81 | 471.74 | 762.4 | 601.44
474 | 141.41 | 144.31 | 461.4 | 988.63 | 397.58 | 2059.7 | 223.08 | 1387.95 | 354.31 | 426.61 | 226.75 | 427.65 | 459.64 | 732.75 | 578.1
475 | 164.15 | 149.85 | 514.61 | 1035.37 | 422.55 | 2173.53 | 248.63 | 1431.16 | 386.9 | 464.21 | 254.11 | 507.41 | 480.69 | 761.91 | 637.39
476 | 186.28 | 176.82 | 544.37 | 1071.33 | 444.69 | 2228.54 | 257.3 | 1425.17 | 397.68 | 467.7 | 254.71 | 522.85 | 472.64 | 765.53 | 657.88
477 | 174.36 | 176.3 | 522.25 | 1030.3 | 424.49 | 2167.7 | 249.02 | 1350.62 | 387.59 | 450.36 | 244.01 | 521.17 | 470.35 | 761.92 | 667.27
478 | 152.5 | 155.84 | 471.1 | 969.4 | 401.49 | 1996.16 | 242.87 | 1234.74 | 368.4 | 422.95 | 233.4 | 518.83 | 472.87 | 759.48 | 671.87
479 | 125.92 | 132.67 | 414.94 | 855.13 | 350.93 | 1732.68 | 221.71 | 1143.31 | 326.66 | 384.45 | 213.31 | 500.04 | 467.66 | 747.04 | 653.16
480 | 104.24 | 113.81 | 375.33 | 770.35 | 313.9 | 1534.25 | 203.35 | 1027.85 | 291.71 | 350.78 | 196.39 | 474.23 | 455 | 730.41 | 630.04
481 | 99.02 | 112.87 | 372.23 | 774.91 | 306.35 | 1506.51 | 198.49 | 1083.22 | 309.94 | 351.55 | 198.63 | 492.86 | 489.11 | 767.22 | 654.49
482 | 94.07 | 114.33 | 374.73 | 757.13 | 301.45 | 1467.67 | 195.11 | 954.23 | 290.44 | 340.9 | 197.23 | 488.81 | 489.59 | 763.25 | 645.9
483 | 89.04 | 109.14 | 365.66 | 738.29 | 279.49 | 1399.15 | 181.19 | 1055.8 | 276.33 | 325.38 | 190.14 | 466.24 | 467.62 | 734.93 | 617.69
484 | 87.81 | 98.26 | 360.15 | 740.39 | 278.23 | 1403.33 | 186.17 | 977.78 | 278.28 | 323.07 | 188.62 | 462.6 | 462.89 | 722.04 | 600.12
485 | 92.84 | 106.21 | 373.4 | 760.81 | 297.11 | 1478.26 | 195.28 | 1035.74 | 289.65 | 334.76 | 195.44 | 473.67 | 474.69 | 743.56 | 621.28
486 | 106.12 | 116.5 | 392.4 | 810.88 | 311.91 | 1593.84 | 209.85 | 1119.67 | 325.94 | 355.7 | 206.69 | 500.74 | 491.76 | 779.93 | 648.02
487 | 123.76 | 122.54 | 397.65 | 824.9 | 319.89 | 1686.8 | 207.51 | 1060.28 | 334.85 | 356.18 | 204.77 | 493.81 | 507.76 | 800.55 | 636.67
488 | 138.93 | 126.65 | 414.18 | 857.46 | 344.96 | 1859.19 | 219.31 | 1286.95 | 360.13 | 374.64 | 211.81 | 462.99 | 491.48 | 776.79 | 605.24
489 | 156.4 | 135.68 | 444.41 | 914.48 | 367.53 | 2083.61 | 234.45 | 1374.02 | 376.96 | 404.92 | 225.23 | 462.93 | 508.39 | 784.2 | 611.85
490 | 164.32 | 141.65 | 482.6 | 962.67 | 387.7 | 2213.58 | 249.61 | 1430.85 | 373.23 | 426.09 | 238.36 | 458.49 | 507.41 | 785.43 | 608.51
491 | 169.25 | 144.24 | 493.62 | 1007.59 | 423.02 | 2311.68 | 248.24 | 1492.15 | 375.31 | 454.72 | 248.69 | 465.42 | 522.2 | 793.54 | 614.79
492 | 171.78 | 148.99 | 510.26 | 1055.84 | 437.08 | 2346.84 | 251.64 | 1542.63 | 358.41 | 465.06 | 252.37 | 476.97 | 521.95 | 792.51 | 625.42
493 | 166.37 | 143.21 | 505.46 | 1053.24 | 415.53 | 2297.67 | 253.85 | 1517.86 | 360.46 | 459.8 | 243 | 477.62 | 516.26 | 783.2 | 628.87
494 | 161.08 | 144.54 | 517.95 | 1056.05 | 430.67 | 2282.6 | 267.6 | 1507.5 | 376.68 | 467.75 | 243.75 | 492.99 | 536.25 | 811.03 | 663.71
495 | 159.59 | 144.37 | 526.73 | 1076.7 | 438.83 | 2247.81 | 275.22 | 1511.47 | 375.77 | 479.92 | 250.87 | 515.08 | 547.05 | 833.27 | 701.39
496 | 157.12 | 149.05 | 516.4 | 1075.2 | 435.1 | 2220.01 | 271.95 | 1485.53 | 378.4 | 486.72 | 250.31 | 515.79 | 551.65 | 837.9 | 710.44
497 | 155 | 148.11 | 505.48 | 1062.25 | 432.42 | 2211.96 | 287.38 | 1447.49 | 369.18 | 481.85 | 247.33 | 500.93 | 547.77 | 825.19 | 676.9
498 | 159.91 | 151.14 | 490.24 | 1024.41 | 419.9 | 2174.12 | 286.03 | 1445.74 | 353.65 | 462.65 | 240.5 | 484.01 | 524.25 | 786.34 | 653.42
499 | 180.46 | 155.64 | 532.67 | 1057.08 | 453.44 | 2307.11 | 295.1 | 1493.54 | 407.59 | 503.02 | 271.05 | 560.79 | 530.96 | 805.33 | 710.01
500 | 199.28 | 178.81 | 550.51 | 1093.27 | 468.65 | 2363.39 | 301.65 | 1461.87 | 396.94 | 503.92 | 265.39 | 571.56 | 518.7 | 807.75 | 720.59
501 | 186.18 | 173.3 | 529.46 | 1070.53 | 454.33 | 2293.2 | 291.1 | 1381.99 | 400.26 | 488.37 | 259.42 | 576.37 | 519.21 | 814.41 | 737.24
502 | 160.64 | 156.23 | 490.88 | 1013.39 | 418.76 | 2093.26 | 260.77 | 1300.18 | 377.28 | 459 | 247.15 | 571.36 | 520.02 | 818.84 | 734.25
503 | 130.45 | 136.14 | 440.1 | 935.78 | 370.62 | 1837.27 | 221.57 | 1252.84 | 349.45 | 413.57 | 226.96 | 545.56 | 513.94 | 809.5 | 696.37
504 | 107.97 | 115.78 | 410.37 | 878.04 | 325 | 1655.71 | 213.12 | 1001.57 | 325.09 | 381.21 | 214.69 | 527.01 | 515.76 | 799.56 | 688.94
505 | 74.02 | 87.51 | 321.11 | 649.09 | 237.05 | 1212.29 | 154.94 | 829.2 | 246.31 | 282.6 | 165.72 | 394.91 | 393.17 | 610.08 | 523.08
506 | 69.73 | 91.93 | 309.53 | 624.13 | 228.73 | 1169.65 | 147.8 | 820.27 | 240.81 | 270.28 | 161.04 | 379.53 | 376.81 | 590.61 | 500.7
507 | 67.12 | 89.2 | 300.29 | 595.43 | 218.82 | 1144.88 | 137.31 | 807.61 | 235.09 | 258.37 | 153.89 | 362.67 | 359.76 | 568.6 | 479.49
508 | 64.5 | 83.16 | 289.24 | 581.86 | 215.44 | 1126.81 | 130.27 | 802.29 | 227.38 | 244.63 | 146.6 | 343.73 | 340.66 | 536.61 | 452.2
509 | 64.8 | 82.45 | 266.29 | 559.96 | 210.92 | 1170.02 | 124.44 | 834.02 | 218.91 | 233.99 | 139.17 | 321.53 | 316.23 | 501.37 | 418.14
510 | 68.62 | 80.59 | 258.41 | 540.8 | 213.81 | 1250.54 | 120.27 | 853.22 | 209.86 | 229.54 | 130.28 | 293.98 | 282.89 | 455.68 | 371.4
511 | 75.43 | 83.77 | 235.36 | 499.38 | 207.39 | 1232.28 | 112.13 | 824.52 | 196.66 | 206.52 | 114.77 | 247.84 | 248.9 | 410.39 | 311.92
512 | 79.48 | 80.61 | 241.58 | 533.4 | 214.78 | 1267.72 | 122.37 | 844.08 | 193.38 | 222.22 | 119.8 | 229.14 | 248.68 | 409.26 | 300.67
513 | 81.25 | 82.52 | 247.28 | 582.44 | 215.08 | 1332.42 | 137.62 | 857.27 | 193.05 | 245.39 | 130.07 | 238.4 | 262.99 | 441.73 | 312.1
514 | 85.78 | 83.34 | 273 | 627.59 | 229.96 | 1398.35 | 147.97 | 892.33 | 206.89 | 263.15 | 142.03 | 249.27 | 279.5 | 464.31 | 330.35
515 | 88.24 | 85.51 | 295.93 | 667.28 | 240.91 | 1439.37 | 152.43 | 941.64 | 209.56 | 283.67 | 151.25 | 258.65 | 288.19 | 477.44 | 337.58
516 | 90.67 | 89.5 | 308.64 | 695 | 260.53 | 1478.82 | 147.68 | 963.19 | 208.02 | 295.97 | 154.87 | 268.55 | 297.08 | 489.09 | 347.27
517 | 89.13 | 93.14 | 309.6 | 702.04 | 262.66 | 1513.43 | 149.88 | 983.53 | 210.68 | 289.49 | 146.16 | 273.9 | 306.17 | 501.02 | 361.24
518 | 84.95 | 90.23 | 300.35 | 711.68 | 260.76 | 1480.95 | 159.91 | 962.9 | 207.29 | 297.28 | 155.89 | 284.61 | 312.22 | 512.69 | 385.12
519 | 84.98 | 86.07 | 301.64 | 695.6 | 255 | 1426.14 | 162.11 | 925.74 | 214.23 | 304.87 | 161.64 | 290.7 | 308.03 | 513.33 | 390.96
520 | 85.24 | 88.39 | 298.85 | 691.13 | 248.94 | 1401.71 | 159.57 | 903.96 | 206.51 | 303.06 | 160.97 | 288.57 | 303.97 | 505.8 | 381.98
521 | 86.96 | 91.56 | 299.99 | 690.09 | 250.81 | 1390.47 | 162.17 | 892.7 | 210.81 | 298.91 | 157.36 | 278.23 | 300.71 | 497.87 | 372.18
522 | 93.13 | 97.26 | 308.11 | 693.2 | 264.25 | 1430.07 | 167.94 | 941.72 | 227.53 | 303.87 | 159.34 | 286.49 | 300.48 | 499.74 | 378.03
523 | 119.21 | 119.06 | 364.72 | 778.58 | 320.19 | 1690.05 | 195.07 | 1088.66 | 273.69 | 355.68 | 188.74 | 356.36 | 335.23 | 562.39 | 454.34
524 | 136.14 | 130.22 | 393.05 | 820.92 | 332.41 | 1758.44 | 194.52 | 1081.83 | 283.65 | 359.12 | 188.53 | 373.55 | 340.62 | 566.58 | 471.87
525 | 127.7 | 126.83 | 383.84 | 801.93 | 319.33 | 1715.1 | 189.9 | 1027.14 | 285.44 | 351.01 | 185.36 | 392.64 | 342.86 | 584.85 | 492.69
526 | 112.12 | 120 | 354.69 | 761.58 | 298.78 | 1575.09 | 183.97 | 947.18 | 282.24 | 334.49 | 180.81 | 401.1 | 355.57 | 600.1 | 500.98
527 | 93.9 | 102.26 | 324.74 | 709.61 | 270.77 | 1398.83 | 173.94 | 866.7 | 264.76 | 313.43 | 172.38 | 397.8 | 366.33 | 607.68 | 507.76
528 | 77.52 | 94.59 | 302.76 | 657.26 | 241.95 | 1246.29 | 156.65 | 818.37 | 237.35 | 290.94 | 162.03 | 379.87 | 363.65 | 599.86 | 499.75
529 | 82.94 | 111.59 | 358.08 | 756.29 | 277.17 | 1422.12 | 176.41 | 963.95 | 238.76 | 337.06 | 189.75 | 445.29 | 442.16 | 714.4 | 594.06
530 | 76.87 | 101.57 | 347.67 | 726.51 | 261.79 | 1361.83 | 170.04 | 933.95 | 236.48 | 318.26 | 180.87 | 425.24 | 422.67 | 682.55 | 565.1
531 | 73.78 | 100.82 | 333.79 | 703.18 | 248.63 | 1315.2 | 160.54 | 915.64 | 240.1 | 304.49 | 174.72 | 406.19 | 405.59 | 655.76 | 541.7
532 | 72.46 | 98.16 | 320.58 | 673.15 | 245.36 | 1309.57 | 157.12 | 924.44 | 220.6 | 291.45 | 168.68 | 385.5 | 386.1 | 624.29 | 517.53
533 | 67.64 | 97.87 | 312.74 | 654.76 | 248.04 | 1377.47 | 153.61 | 979.95 | 216.76 | 284.53 | 163.55 | 367.75 | 364.01 | 591.75 | 483.76
534 | 78.59 | 101.39 | 304.9 | 639.03 | 249.65 | 1481.41 | 146.46 | 1008.27 | 216.48 | 278.64 | 154.09 | 340.23 | 331.2 | 546.2 | 436.23
535 | 93.49 | 107.24 | 291.02 | 622.72 | 262.48 | 1526.67 | 136.88 | 1016.35 | 216.18 | 262.94 | 143.03 | 301.86 | 308.98 | 509.31 | 384.32
536 | 101.21 | 105.7 | 309.84 | 677.41 | 266.59 | 1626.18 | 152.68 | 1073.94 | 214.99 | 292.29 | 156.39 | 291.41 | 319.08 | 528.19 | 380.57
537 | 105.74 | 106.22 | 333.12 | 746.3 | 288.84 | 1740.77 | 171.54 | 1113.51 | 218.74 | 328.54 | 173.06 | 311.26 | 341.98 | 571.65 | 401.37
538 | 110.16 | 110.38 | 361.52 | 807.72 | 312.6 | 1829.32 | 186.95 | 1175.41 | 232.04 | 358.99 | 189.4 | 324.04 | 359.77 | 605.48 | 421.86
539 | 114.58 | 111.36 | 382.51 | 857.8 | 331.01 | 1883.38 | 195.38 | 1229.08 | 238.38 | 378.21 | 199.46 | 336.07 | 369.18 | 623.92 | 429.06
540 | 117.72 | 117.27 | 395.41 | 894.27 | 344.95 | 1939.19 | 196.32 | 1257.56 | 239.28 | 390.51 | 204.23 | 349.34 | 379.21 | 638.94 | 444.71
541 | 113.41 | 117.39 | 389.31 | 894.75 | 340.61 | 1958.1 | 194.19 | 1260.68 | 235.92 | 378.81 | 193.82 | 348.77 | 388.82 | 642.06 | 454.67
542 | 108.75 | 113.27 | 391.53 | 889.6 | 329.53 | 1889.85 | 193.53 | 1221.25 | 235.96 | 385.99 | 203.05 | 355.45 | 392.26 | 651.22 | 468.31
543 | 108.78 | 111.58 | 394.55 | 876.96 | 322.73 | 1812.28 | 197.88 | 1187.18 | 234.08 | 394.77 | 212.25 | 361.79 | 387.23 | 649.84 | 474.99
544 | 108.32 | 117.28 | 393.29 | 872.07 | 323.86 | 1785.6 | 200.66 | 1164.44 | 226.28 | 392.8 | 208.15 | 355.21 | 381.32 | 635.36 | 471.16
545 | 109.9 | 117.51 | 391.75 | 868.01 | 316.97 | 1774.79 | 199.68 | 1142.5 | 219.52 | 387.93 | 204.52 | 345.62 | 374.7 | 623.9 | 453.28
546 | 118.96 | 121.48 | 421.76 | 894.68 | 339 | 1864.52 | 203.65 | 1245.12 | 249.96 | 395.04 | 211.46 | 358.89 | 386.91 | 643.69 | 475.39
547 | 145.18 | 143.69 | 472.22 | 933.52 | 389.79 | 2064.1 | 225.5 | 1339.8 | 295.73 | 437.24 | 236.56 | 429.5 | 415.77 | 679.05 | 545.35
548 | 162.57 | 166.6 | 479.02 | 960.75 | 396.68 | 2086.76 | 226.82 | 1297.95 | 293.74 | 431.73 | 230.01 | 440.37 | 411.89 | 669.85 | 553.21
549 | 153 | 154.55 | 467.43 | 937.52 | 381.32 | 2051.51 | 219.39 | 1224.04 | 275.11 | 419.72 | 226.4 | 450.76 | 418.34 | 688.01 | 576.36
550 | 134.08 | 141.78 | 437.49 | 880.3 | 354.31 | 1886.77 | 208.02 | 1134.04 | 267.57 | 396.19 | 218.48 | 458.75 | 425.31 | 697.67 | 596.31
551 | 110.82 | 120.24 | 405.18 | 821.3 | 316.51 | 1665.9 | 193.54 | 1051.05 | 249.02 | 368.5 | 204.67 | 453.78 | 438.34 | 703.35 | 593.1
552 | 90.1 | 113.89 | 366.7 | 744.75 | 281.18 | 1485.07 | 176.7 | 1019.74 | 223.52 | 339.92 | 191.7 | 430.79 | 432.99 | 686.86 | 580.23
553 | 73.95 | 99.54 | 297.7 | 660.37 | 246.33 | 1286.07 | 164.81 | 939.88 | 241.31 | 298.24 | 170.49 | 385.34 | 388.96 | 623.02 | 520.61
554 | 70.54 | 90.98 | 283.35 | 642.18 | 228.42 | 1236.13 | 168.96 | 844.73 | 251.27 | 288.97 | 167.51 | 377.27 | 382.72 | 610.77 | 510.65
555 | 68.58 | 89.89 | 274.93 | 618.48 | 228.26 | 1203.91 | 165.29 | 842.45 | 250.2 | 279.12 | 163.25 | 361.69 | 366.47 | 589.81 | 494.44
556 | 68.28 | 89.26 | 266.96 | 615.1 | 231.49 | 1213.37 | 161.05 | 861.98 | 250.93 | 271.44 | 159.33 | 351.1 | 355.73 | 575.71 | 475.31
557 | 71.78 | 92.63 | 269.81 | 630.95 | 235.73 | 1334.9 | 158.85 | 954.02 | 257.72 | 276.38 | 159.73 | 348.94 | 349.25 | 572.62 | 466.88
558 | 86.59 | 108.59 | 293.61 | 678.82 | 274.64 | 1593.05 | 167.36 | 1060.7 | 273.87 | 300.45 | 168.67 | 357.45 | 352.36 | 584.35 | 466.71
559 | 106.92 | 119.37 | 299.26 | 699 | 299.41 | 1725.02 | 168.36 | 1114.15 | 286.97 | 301.59 | 166.16 | 337.4 | 345.73 | 574.97 | 434.85
560 | 117.89 | 119.57 | 326.54 | 773.99 | 318.51 | 1852.38 | 187.77 | 1182.03 | 293.5 | 338.6 | 181.58 | 333.24 | 360.15 | 599.41 | 442.85
561 | 120.69 | 114.85 | 354.89 | 854.02 | 337.05 | 1960.88 | 202.1 | 1252.88 | 289.74 | 372.52 | 199.9 | 347.83 | 383.47 | 645.14 | 460.94
562 | 121.07 | 114.76 | 392.56 | 894.97 | 337.12 | 1988.69 | 210.01 | 1299.07 | 292.15 | 388.16 | 205.84 | 347.59 | 393.9 | 654.81 | 465.4
563 | 123.78 | 125.16 | 423.36 | 953.83 | 363.17 | 2048.43 | 223.13 | 1343.96 | 296.11 | 412.37 | 217.04 | 361.62 | 405.84 | 669.4 | 476.77
564 | 129.69 | 130.16 | 434.04 | 987.65 | 382.03 | 2097.88 | 229.77 | 1376.16 | 303.42 | 428.16 | 222.44 | 377.56 | 416.55 | 680.37 | 498.46
565 | 122.71 | 128.41 | 407.69 | 954.61 | 369.44 | 2071.93 | 227 | 1347.49 | 293.24 | 406.12 | 205.53 | 371.79 | 415.88 | 671.47 | 499.74
566 | 117.24 | 123.35 | 408.78 | 968.22 | 364.99 | 2011.97 | 226.83 | 1321.14 | 289.6 | 416.15 | 218.51 | 389.53 | 428.29 | 684.14 | 520.22
567 | 119.51 | 125.41 | 422.28 | 1001.41 | 367.53 | 1998.08 | 237.85 | 1323.81 | 300.55 | 437.62 | 234.6 | 408.13 | 438.76 | 697.77 | 542.24
568 | 120.6 | 128.18 | 427.47 | 997.68 | 371.94 | 1985.77 | 241.61 | 1319.08 | 296.01 | 439.34 | 234.81 | 405.82 | 438.85 | 692.83 | 542.85
569 | 121.98 | 130.88 | 432.8 | 980.85 | 370.67 | 1951.65 | 240.2 | 1281.41 | 301.5 | 432.37 | 229 | 394.6 | 431.61 | 677.56 | 522.12
570 | 126.88 | 136.42 | 416.86 | 949.21 | 369.53 | 1933.91 | 237.67 | 1302.08 | 303.94 | 421.06 | 225.8 | 384.14 | 425.45 | 669.66 | 512.33
571 | 150.48 | 142.7 | 470.86 | 994.94 | 411.94 | 2142 | 252.08 | 1407.52 | 333.54 | 461.32 | 252.78 | 454.41 | 454.7 | 712.33 | 577.94
572 | 167.87 | 161.17 | 477.87 | 1014.21 | 413.11 | 2160.39 | 245.93 | 1351.24 | 325.9 | 447.6 | 242.33 | 464.29 | 441 | 688.63 | 574.33
573 | 156.13 | 157.29 | 457.74 | 981.73 | 398.7 | 2087.8 | 240.28 | 1273.7 | 316.49 | 428.79 | 231.77 | 468.89 | 442.34 | 697.57 | 584.45
574 | 134.11 | 143.81 | 413.64 | 914.06 | 362.88 | 1876.01 | 228.11 | 1182.02 | 299.07 | 395.16 | 221.25 | 467.52 | 442.09 | 689.07 | 585.59
575 | 107.34 | 123.02 | 360.48 | 819.26 | 312.17 | 1600.05 | 212.38 | 1115.41 | 279.32 | 356.92 | 205.97 | 438.27 | 433.35 | 675.24 | 569.65
576 | 86.68 | 106.13 | 323.06 | 750.05 | 278.43 | 1423.51 | 192.26 | 967.26 | 259.51 | 327.77 | 190.99 | 418.78 | 427.12 | 664.33 | 552.97
577 | 79.57 | 101.1 | 314.36 | 733.57 | 266.64 | 1380.12 | 183.16 | 925.12 | 268.65 | 323.07 | 190.76 | 423.21 | 440.28 | 665.55 | 562.28
578 | 74.02 | 97.3 | 296.06 | 694.07 | 251.58 | 1319.29 | 169.17 | 885.35 | 277.2 | 304.04 | 181.06 | 400.95 | 423.03 | 634.39 | 534.77
579 | 72.47 | 94.21 | 289.17 | 680.49 | 248.24 | 1293.64 | 148.35 | 886.7 | 277.92 | 296.47 | 176.96 | 389.64 | 411.79 | 619.1 | 521.17
580 | 72.26 | 92.71 | 285.05 | 669.22 | 235.54 | 1310.14 | 160.4 | 916.88 | 259.33 | 290.39 | 174.31 | 379.64 | 394.53 | 606.35 | 506.33
581 | 75.45 | 94.04 | 282.28 | 692.8 | 252.92 | 1428.88 | 163.54 | 982.87 | 266.1 | 292.05 | 174.34 | 372.43 | 383.54 | 594.28 | 497.78
582 | 86.84 | 105.74 | 304.02 | 714.41 | 274.92 | 1645.98 | 164.14 | 1040.81 | 275.98 | 301.39 | 178.02 | 364.78 | 373.36 | 579.57 | 473.96
583 | 106.26 | 121.78 | 314.38 | 734.86 | 299.77 | 1774.75 | 164.75 | 1127.27 | 286.04 | 304.64 | 177.03 | 343 | 367.5 | 575.73 | 444.35
584 | 119.5 | 119.25 | 341.28 | 827.8 | 326.49 | 1935.44 | 187.35 | 1218.13 | 308.14 | 347.33 | 197.1 | 342.32 | 385.39 | 615.96 | 452.15
585 | 120.74 | 116.56 | 364.9 | 903.94 | 342.62 | 2040.9 | 204.03 | 1295.86 | 310.33 | 384.83 | 212.25 | 354.95 | 402.26 | 655.98 | 468.77
586 | 124.22 | 124.72 | 401.01 | 944.78 | 348.49 | 2097.97 | 214.64 | 1345.44 | 317.49 | 408.59 | 222.28 | 365.05 | 417.99 | 675.86 | 481.48
587 | 127.43 | 125.07 | 422.52 | 1003.27 | 379.58 | 2156.35 | 229.43 | 1415.73 | 306.11 | 432.98 | 228.9 | 372.87 | 430.1 | 691.95 | 491.56
588 | 132.39 | 135.65 | 435.91 | 1050.32 | 392.09 | 2208.05 | 239.13 | 1444.32 | 311.16 | 445.29 | 231.97 | 387.77 | 441.64 | 707.57 | 510.97
589 | 124.82 | 133.19 | 415.78 | 1031.94 | 376.25 | 2189.24 | 232.85 | 1426.59 | 325.73 | 422.18 | 214.34 | 383.72 | 440.05 | 695.41 | 518.09
590 | 119.51 | 129.73 | 419.28 | 1034.55 | 371.73 | 2118.95 | 241.76 | 1396.08 | 313.36 | 431.66 | 229.2 | 397.26 | 446.31 | 711.28 | 538.32
591 | 124.83 | 129.95 | 436.58 | 1055.47 | 376.28 | 2087.42 | 248.35 | 1386.31 | 309.33 | 451.71 | 243.82 | 418.06 | 447.91 | 728.75 | 555.51
592 | 126.98 | 133.68 | 440.2 | 1057.95 | 370.22 | 2060.76 | 239.21 | 1375.57 | 308.23 | 457.24 | 242.82 | 421.43 | 453.17 | 726.53 | 556.18
593 | 128.65 | 136.92 | 433.45 | 1053.09 | 369.73 | 2019.4 | 233.56 | 1344.18 | 312.65 | 447.45 | 236.6 | 414.86 | 447.32 | 705.57 | 534.41
594 | 136.09 | 141 | 467.19 | 1021.73 | 378.23 | 2024.6 | 235.97 | 1383.01 | 320.3 | 443.02 | 235.85 | 407.33 | 444.51 | 694.85 | 530.08
595 | 159.33 | 148.04 | 503.68 | 1053.08 | 423.08 | 2238.76 | 255.21 | 1469.2 | 376.47 | 481.27 | 260.04 | 468.23 | 471.7 | 730.43 | 595.46
596 | 175.27 | 170.6 | 515.39 | 1056.01 | 428.55 | 2243.58 | 256.37 | 1408.43 | 365.56 | 465.93 | 251.84 | 482.96 | 463.28 | 711.33 | 598.07
597 | 160.85 | 165.89 | 482.29 | 1015.96 | 404.93 | 2156.02 | 248.02 | 1320.32 | 351.65 | 442.05 | 243.32 | 487.15 | 464.9 | 717.51 | 604.94
598 | 139.5 | 146.62 | 455.76 | 945.5 | 367.16 | 1935.43 | 228.16 | 1207.32 | 332.11 | 411.31 | 230.02 | 486.32 | 465.23 | 716.23 | 614.31
599 | 112.63 | 129.92 | 382.63 | 849.02 | 316.87 | 1651.91 | 204.53 | 1189.43 | 295.56 | 368.71 | 209.73 | 464.37 | 457.05 | 695.71 | 590.94
600 | 93.12 | 116.23 | 335.23 | 782.45 | 284.06 | 1483.76 | 193.87 | 966.6 | 273.32 | 342.7 | 198.06 | 443.54 | 457.23 | 690.78 | 581.24
601 | 81.93 | 95.29 | 316.84 | 739.86 | 253.97 | 1385.73 | 193.41 | 918.96 | 273.2 | 324.41 | 187.49 | 425.29 | 431.06 | 661.29 | 564.02
602 | 77.06 | 99.2 | 305.62 | 715.04 | 252.54 | 1323.5 | 187.57 | 894.26 | 266.2 | 309.88 | 183.74 | 409.73 | 413.25 | 643.12 | 546.83
603 | 74.8 | 97.09 | 295.88 | 696.62 | 246.37 | 1297.27 | 185.69 | 886.94 | 274.61 | 300.77 | 179.3 | 393.24 | 404.05 | 628.97 | 524.37
604 | 74.4 | 92.87 | 290.6 | 694.96 | 241.06 | 1302.72 | 184.12 | 905.83 | 272.89 | 293.97 | 176.27 | 381.73 | 393 | 611.62 | 510.67
605 | 78.64 | 97.99 | 288.92 | 717.28 | 252.56 | 1448.58 | 183.93 | 1007.4 | 274.42 | 300.56 | 178.83 | 380.98 | 391.61 | 611.5 | 504.62
606 | 92.47 | 111.94 | 298.51 | 748.24 | 283.65 | 1696.37 | 186.23 | 1131.96 | 294.18 | 318.33 | 185.51 | 383.4 | 385.3 | 603.37 | 496.63
607 | 109.68 | 125.47 | 304.61 | 776.74 | 302.8 | 1830.5 | 188.68 | 1225.64 | 285.45 | 317.96 | 185.34 | 363.29 | 378.02 | 595.6 | 461.85
608 | 120.2 | 126.43 | 335.46 | 857.05 | 317.19 | 1963.72 | 210.12 | 1311.64 | 301.72 | 355.24 | 201.58 | 352.6 | 389.89 | 627.4 | 465.76
609 | 124.61 | 126.97 | 367.81 | 936.64 | 332.16 | 2095.08 | 242.16 | 1364.77 | 322.35 | 397.9 | 218.73 | 371.77 | 411.69 | 683.39 | 489.94
610 | 130.73 | 127.32 | 394.04 | 979.47 | 355.61 | 2169.64 | 246.08 | 1408.64 | 330.45 | 423.67 | 230.13 | 382.63 | 426.5 | 712.74 | 504.78
611 | 134.79 | 129.74 | 421.9 | 1029.83 | 392.64 | 2242.98 | 258.19 | 1432.97 | 328.02 | 449.32 | 241.46 | 394.66 | 443.21 | 744.43 | 520.78
612 | 138.38 | 133.15 | 435.05 | 1069.34 | 407.16 | 2265.05 | 265.36 | 1492.62 | 325.28 | 459.88 | 241.53 | 409.03 | 454.38 | 760.47 | 526.38
613 | 131.71 | 132.04 | 424.78 | 1053.15 | 399.49 | 2245.24 | 261.58 | 1450.39 | 321.43 | 440.57 | 221.66 | 406.48 | 456.46 | 746.59 | 527.12
614 | 126.31 | 130.86 | 430.3 | 1057.47 | 391.46 | 2200.87 | 261.86 | 1421.93 | 336.43 | 452.11 | 234.46 | 424.43 | 465.22 | 775.97 | 563.42
615 | 130.27 | 130.5 | 480.44 | 1071.32 | 366.72 | 2189.34 | 265.47 | 1443.88 | 321.42 | 476.17 | 247.49 | 448.47 | 486.21 | 780.98 | 583.81
616 | 129.5 | 132.27 | 482.37 | 1073.84 | 357.2 | 2169.74 | 262.98 | 1428.63 | 322.03 | 468.71 | 248.59 | 443.68 | 469.6 | 764.91 | 577.88
617 | 131.19 | 137.59 | 480.94 | 1066.36 | 358.04 | 2141.84 | 257.64 | 1401.36 | 336.05 | 457.5 | 243.68 | 429.99 | 457 | 744.05 | 554.05
618 | 143.09 | 144.58 | 472.71 | 1071.68 | 388.94 | 2190.79 | 265.13 | 1463.54 | 362.51 | 467.75 | 252.95 | 429.1 | 457.81 | 759.75 | 565.53
619 | 165.97 | 155.23 | 490.44 | 1060.23 | 425.26 | 2288.47 | 266.46 | 1517.88 | 392.84 | 486.75 | 267.43 | 486.43 | 458.91 | 771.19 | 614.97
620 | 179.29 | 170.76 | 503.55 | 1066.27 | 435.77 | 2264.11 | 266.94 | 1462.54 | 385.29 | 468.1 | 251.66 | 492.9 | 448.03 | 742.85 | 605.5
621 | 166.02 | 164.4 | 482.65 | 1038.82 | 414.81 | 2167.32 | 261.78 | 1377.19 | 359.97 | 450.06 | 245.34 | 498.77 | 452.71 | 756.67 | 607.99
622 | 146.09 | 145.9 | 448.38 | 980.91 | 383.74 | 1991.07 | 251.37 | 1256.99 | 319.41 | 420.07 | 237.48 | 503 | 456.54 | 757.67 | 615.16
623 | 119.18 | 129.56 | 398.56 | 895.57 | 334.95 | 1734.05 | 232.89 | 1118.42 | 305.47 | 382.66 | 219.08 | 481.79 | 447.2 | 746.08 | 603.15
624 | 97.54 | 113.7 | 363.21 | 813.26 | 298.3 | 1546.76 | 214.02 | 966.38 | 281.09 | 351.15 | 206.7 | 458.71 | 438.12 | 732.23 | 588.59
625 | 87.9 | 103 | 352.47 | 782.5 | 280.94 | 1489.25 | 203.84 | 911.21 | 292.02 | 340.48 | 202.68 | 451.73 | 441.8 | 725.4 | 581.38
626 | 81.4 | 103.22 | 337.08 | 737.7 | 262.97 | 1409.14 | 193.54 | 962.18 | 283.11 | 322.1 | 193.36 | 431.52 | 426.07 | 688.19 | 553.51
627 | 79.12 | 103.3 | 330.25 | 732.76 | 257.96 | 1380.7 | 186.61 | 899.11 | 277.48 | 315.02 | 188.53 | 422.43 | 419.8 | 673.84 | 538.57
628 | 78.21 | 100.65 | 324.68 | 719.6 | 250.08 | 1379.74 | 184.98 | 926.85 | 285.52 | 305.63 | 184.46 | 411.18 | 408.61 | 646.93 | 526.37
629 | 81.67 | 104.76 | 322.32 | 730.23 | 260.06 | 1449.16 | 184.49 | 996.88 | 288.27 | 308.26 | 187.95 | 407.8 | 406.71 | 638.07 | 519.49
630 | 92.42 | 113.99 | 338.55 | 757.55 | 281.32 | 1558.78 | 192.66 | 1084.17 | 310.15 | 322.76 | 194.71 | 414.14 | 404.04 | 645.9 | 519.28
631 | 106.64 | 123.57 | 339.59 | 768.8 | 290.48 | 1691.57 | 194.64 | 1165.85 | 312.08 | 319.62 | 192.72 | 382.85 | 393.14 | 634.71 | 489.22
632 | 124.95 | 129.14 | 375.87 | 843.24 | 334.38 | 1905.65 | 209.67 | 1287.47 | 333.96 | 355.38 | 208.89 | 370.99 | 396.12 | 651.21 | 483.55
633 | 134.94 | 131.46 | 414.3 | 925.53 | 365.69 | 2093.26 | 221.88 | 1372.46 | 326.06 | 395.65 | 224.24 | 383.28 | 423.99 | 685.67 | 486.5
634 | 140.02 | 136.61 | 432.21 | 971.97 | 389.71 | 2184.42 | 224.72 | 1426.17 | 313.66 | 418.62 | 231 | 386.74 | 434.97 | 701.05 | 496.65
635 | 142.49 | 137.75 | 452.36 | 1019.74 | 407.6 | 2247.27 | 233.83 | 1470.38 | 331.86 | 439.45 | 235.69 | 393.49 | 443.15 | 713.6 | 504.7
636 | 147.2 | 141.75 | 466.33 | 1060.25 | 423.65 | 2292.57 | 239.71 | 1503.83 | 329.74 | 456.2 | 239.01 | 411.06 | 448.46 | 730.84 | 523.88
637 | 142.36 | 138.54 | 454 | 1043.55 | 417.87 | 2264.45 | 234.34 | 1483.6 | 332.05 | 442.95 | 228.54 | 413.25 | 441.73 | 721.62 | 527.21
638 | 138.01 | 138.49 | 462.7 | 1041.56 | 415.94 | 2214.42 | 239.35 | 1454.67 | 336.93 | 445.72 | 231.27 | 430.75 | 448.16 | 731.42 | 555.48
639 | 141.56 | 140.98 | 481.22 | 1045.16 | 416.09 | 2173.01 | 247.61 | 1459.58 | 319.86 | 456.02 | 239.55 | 454.3 | 468.77 | 751.07 | 582.89
640 | 140.66 | 141.89 | 480.18 | 1036.18 | 412.15 | 2114.1 | 264.96 | 1437.4 | 329.71 | 453.03 | 237.05 | 453.17 | 461.88 | 748.09 | 585.66
641 | 137.57 | 144.35 | 474.69 | 1025.39 | 406.73 | 2053.96 | 260.25 | 1411.13 | 325.65 | 443.21 | 232.74 | 439.75 | 451.4 | 733.72 | 568.15
642 | 138.43 | 142.56 | 465.64 | 1009.72 | 404.42 | 2033.35 | 249.27 | 1410.9 | 359.2 | 432.16 | 231.88 | 425.07 | 448.41 | 711.72 | 555.17
643 | 160.15 | 156.16 | 521.82 | 1071.41 | 443.51 | 2204.63 | 268.12 | 1504.58 | 388.36 | 478.8 | 260.35 | 499.87 | 474.33 | 754.98 | 626.83
644 | 181.16 | 173.73 | 535.64 | 1074.93 | 446.37 | 2200.26 | 272.18 | 1455.7 | 382.97 | 472.95 | 252.35 | 508.1 | 456.17 | 738.33 | 630.14
645 | 169.81 | 167.87 | 511.15 | 1036.95 | 429.16 | 2133.39 | 265.58 | 1371.72 | 373.26 | 454.01 | 243.94 | 509.6 | 452.42 | 727.77 | 633.66
646 | 151.15 | 147.78 | 477.42 | 972.24 | 398.36 | 1970.15 | 254.64 | 1239.15 | 363.9 | 429.08 | 233.08 | 508.38 | 456.2 | 731.59 | 637.38
647 | 127.34 | 127.64 | 434.64 | 893.16 | 355.41 | 1738.93 | 232.3 | 1117.54 | 315.82 | 398.3 | 221.18 | 499.48 | 458.52 | 729.39 | 630.56
648 | 105.37 | 111.56 | 393.12 | 808.06 | 310.61 | 1534.17 | 196.49 | 1109.34 | 299.52 | 364.34 | 210.23 | 472.63 | 452.34 | 694.02 | 603.97
649 | 98.43 | 103.32 | 391.98 | 806.95 | 305.78 | 1493.1 | 221.52 | 1031.9 | 307.91 | 363.59 | 213.43 | 485.41 | 484.09 | 715.6 | 627.89
650 | 92.6 | 101.77 | 381.05 | 774.02 | 297.17 | 1448.54 | 203.97 | 958.49 | 318.61 | 350.31 | 213.46 | 475.11 | 474.51 | 709.91 | 616.41
651 | 88.37 | 99.44 | 369.9 | 745.83 | 282.64 | 1401.56 | 238.86 | 929.38 | 301.64 | 338.13 | 208.16 | 460.99 | 469.28 | 689.49 | 601.5
652 | 87.77 | 97.44 | 367.38 | 746.28 | 281.19 | 1397.32 | 202.55 | 936.83 | 317.12 | 335.13 | 208.5 | 457.25 | 462.76 | 681.12 | 593.54
653 | 91.51 | 101.25 | 374.39 | 765.93 | 285.96 | 1446.22 | 193.49 | 983.57 | 341.34 | 340.61 | 212.86 | 460.68 | 465.32 | 695.45 | 589.32
654 | 101.8 | 111.56 | 386.09 | 793.44 | 302.04 | 1531.55 | 201.28 | 1047.33 | 358.5 | 357.52 | 209.12 | 472.4 | 479.33 | 722.46 | 605.5
655 | 118.42 | 117.07 | 396.56 | 807.91 | 313.38 | 1632.78 | 205.42 | 1146.8 | 336.59 | 362.55 | 211.64 | 473.17 | 487.7 | 732.56 | 608.88
656 | 139.62 | 128.99 | 436.06 | 865.46 | 347.18 | 1867.83 | 225.05 | 1244.36 | 374.56 | 393.53 | 222.59 | 461.01 | 489.23 | 746.51 | 588.3
657 | 154.24 | 134.86 | 458.39 | 917.4 | 386.99 | 2069 | 253.22 | 1343.06 | 406.42 | 418.07 | 236.67 | 450.39 | 501.69 | 731.76 | 586.53
658 | 162.59 | 135.67 | 473.69 | 969.26 | 410.65 | 2199.01 | 258.14 | 1394.38 | 400.3 | 440.67 | 240.67 | 438.81 | 503.95 | 733.35 | 596.85
659 | 165.75 | 137.46 | 495.49 | 1018.82 | 429.58 | 2289.4 | 269.91 | 1456.52 | 405.19 | 462.99 | 244.2 | 448.76 | 518.15 | 735.38 | 607.31
660 | 166.93 | 139.37 | 515.19 | 1061.51 | 445.79 | 2334.11 | 275.86 | 1512.34 | 407.5 | 471.6 | 246.87 | 463.19 | 518.08 | 748.52 | 613.23
661 | 161.85 | 136.56 | 507.26 | 1056.63 | 440.28 | 2290.04 | 271.85 | 1492.5 | 391.48 | 461.73 | 241.04 | 466.7 | 516.3 | 741.07 | 622.61
662 | 155.59 | 135.41 | 512.89 | 1049.99 | 423.73 | 2271.09 | 275.81 | 1481.67 | 393.97 | 465.02 | 237.12 | 486.07 | 516.85 | 765.41 | 641.18
663 | 152.43 | 135.47 | 528.08 | 1044.43 | 429.32 | 2236.24 | 277.52 | 1485.6 | 388.9 | 478.57 | 243.78 | 497.87 | 544.48 | 794.69 | 679.1
664 | 148.84 | 135.34 | 526.74 | 1036.3 | 423.58 | 2194.98 | 275.5 | 1465.72 | 418.02 | 478.94 | 248.14 | 507.15 | 545.77 | 809.87 | 678.97
665 | 147.53 | 139.35 | 514.78 | 1026.7 | 415.78 | 2139.49 | 271.72 | 1431.63 | 396.33 | 470.23 | 251.98 | 492.79 | 529.68 | 800.06 | 656.43
666 | 150.33 | 140.12 | 509.44 | 1024.14 | 413.87 | 2174.03 | 267.65 | 1461.23 | 411.98 | 467.35 | 260 | 484.86 | 523.15 | 781.44 | 641.12
667 | 174.05 | 153.67 | 553.06 | 1068.24 | 449.33 | 2326.55 | 285.6 | 1540.95 | 437.15 | 507.22 | 286.38 | 554.53 | 535.25 | 810.38 | 720.3
668 | 196.9 | 170.43 | 564.73 | 1075.92 | 462.66 | 2340.5 | 285.99 | 1485.16 | 397.52 | 497.35 | 275.53 | 568.98 | 507.2 | 786.61 | 694.17
669 | 186.31 | 161.66 | 541.78 | 1050.23 | 443.48 | 2267.33 | 279.78 | 1412.98 | 378.22 | 482.52 | 268.27 | 576.39 | 508.48 | 791.28 | 705.13
670 | 162.23 | 140.59 | 502.3 | 999.28 | 413.93 | 2076.16 | 261.99 | 1315.46 | 396.37 | 454.47 | 256.65 | 570.37 | 515.88 | 803.33 | 715.33
671 | 131.78 | 124.77 | 452.03 | 945.11 | 365.1 | 1832.48 | 237.32 | 1197.9 | 345.62 | 416.13 | 239.91 | 548.83 | 508.03 | 796.53 | 704.95
672 | 111.45 | 113.22 | 422.46 | 887.35 | 332.52 | 1674.68 | 223.08 | 930.31 | 320.26 | 391.96 | 228.36 | 541.49 | 511.75 | 791.14 | 693.64
673 | 75.7 | 71.41 | 314.54 | 646.14 | 234.28 | 1198.68 | 151.52 | 810.54 | 234.92 | 283.99 | 167.07 | 395.59 | 396.63 | 587.52 | 521.74
674 | 70.59 | 80.76 | 308.73 | 622.69 | 223.82 | 1161.28 | 141.01 | 787.24 | 233.8 | 272.67 | 163.14 | 379.43 | 377.78 | 566.54 | 497.55
675 | 67.53 | 76.59 | 302.52 | 607.97 | 218.56 | 1122.56 | 137.62 | 774.55 | 240.34 | 262.26 | 157.64 | 361.54 | 359.32 | 545.54 | 474.15
676 | 64.36 | 69.53 | 307.77 | 585.6 | 203.35 | 1108.52 | 131.6 | 769.25 | 240.09 | 249.75 | 150.58 | 341.13 | 338.95 | 527.39 | 450.25
677 | 64.2 | 77.76 | 289.33 | 553.93 | 202.7 | 1152.22 | 126.37 | 791.23 | 225.08 | 237.02 | 142.41 | 315.77 | 313.93 | 484.03 | 413.77
678 | 72.73 | 79.19 | 272.96 | 536.49 | 211.09 | 1242.34 | 122.59 | 822.2 | 208.61 | 227.64 | 134.92 | 284 | 278.99 | 435.08 | 359.38
679 | 82.29 | 80.15 | 241.76 | 504.36 | 204.91 | 1172.44 | 113.69 | 786.22 | 194.59 | 205.11 | 117.65 | 236.29 | 235.07 | 378.65 | 298.05
680 | 76.54 | 75.23 | 244.13 | 519.4 | 201.8 | 1185.35 | 121.61 | 797.71 | 192.27 | 218.14 | 120.8 | 217.02 | 231.32 | 391.79 | 283.06
681 | 74.5 | 72.79 | 251.48 | 560.53 | 208.37 | 1239.51 | 129.65 | 812.97 | 181.4 | 241.13 | 129.81 | 224.24 | 246.23 | 410.21 | 291
682 | 77.14 | 77.4 | 259.46 | 599.08 | 226.93 | 1300.01 | 144.24 | 860.93 | 191.06 | 259.55 | 138.88 | 234.07 | 261.66 | 423.59 | 305.7
683 | 79.79 | 77.81 | 274.89 | 646.13 | 238.85 | 1342.37 | 148.86 | 895.49 | 199.31 | 274.6 | 144.9 | 242.57 | 269.3 | 437.67 | 313.94
684 | 84.4 | 79.71 | 292.3 | 670.64 | 249.47 | 1376.07 | 156.08 | 911.71 | 210.3 | 283.22 | 147.01 | 252.53 | 277.31 | 453 | 326.74
685 | 82.58 | 84.8 | 288.88 | 680.9 | 249.97 | 1399.12 | 157.8 | 935.42 | 208 | 274.43 | 137.96 | 256.5 | 283.7 | 470.16 | 337.61
686 | 78.89 | 79.06 | 296.88 | 678.92 | 250.04 | 1362.1 | 158.67 | 923.83 | 201.2 | 283.98 | 144.92 | 264.87 | 288.19 | 476.15 | 356.46
687 | 78.39 | 79.2 | 293.65 | 672.4 | 242.8 | 1311.14 | 155.19 | 893.11 | 199 | 288.16 | 151.34 | 268.64 | 285.11 | 466.03 | 361.41
688 | 77.93 | 80.48 | 290.96 | 669.57 | 238.55 | 1291.06 | 151.87 | 870.44 | 193.04 | 283.13 | 150.5 | 265.01 | 278.23 | 452 | 355.03
689 | 80.37 | 85.1 | 289.7 | 658.06 | 240.09 | 1281.11 | 154.67 | 864.7 | 193.72 | 281.06 | 147.95 | 258.16 | 276.42 | 455.07 | 343.12
690 | 85.3 | 91.1 | 289.58 | 651.69 | 250.68 | 1304.08 | 157.56 | 887.74 | 207.09 | 281.11 | 150.03 | 257.49 | 277.5 | 453.45 | 345.68
691 | 110.02 | 104.52 | 354.2 | 739.65 | 301.15 | 1564.97 | 184.38 | 1058.76 | 248.3 | 331.92 | 179.31 | 334.91 | 312.35 | 514.09 | 422.5
692 | 130.15 | 123.32 | 376.72 | 782.37 | 314.2 | 1648.23 | 190.56 | 1061.97 | 258.58 | 337.89 | 180.46 | 359.08 | 327.97 | 544.16 | 442.2
693 | 123.3 | 118.38 | 367.59 | 767.49 | 306.77 | 1619.78 | 191.88 | 1012.14 | 251.44 | 328.35 | 178.13 | 369.68 | 332.54 | 551.89 | 460.09
694 | 109.05 | 110.57 | 342.35 | 738.02 | 286.95 | 1506.7 | 188.95 | 919.56 | 239.75 | 315.69 | 174.9 | 380.73 | 343.61 | 562.66 | 475.83
695 | 90.9 | 97.73 | 318.96 | 687.67 | 257.13 | 1327.67 | 173.41 | 872.42 | 228.73 | 294.83 | 167.13 | 373.99 | 348.83 | 572.01 | 477.71
696 | 73.92 | 94 | 287.47 | 632.6 | 230.31 | 1181.12 | 158.99 | 787.35 | 213.48 | 271.57 | 156.33 | 356.41 | 341.42 | 549.93 | 459.65
697 | 72.39 | 93.59 | 301.05 | 658.83 | 238.06 | 1227.05 | 172.29 | 844.12 | 238.91 | 286.12 | 166.18 | 378.74 | 375.14 | 597.53 | 501.68
698 | 68.06 | 83.58 | 292.25 | 639.76 | 223.17 | 1171.58 | 168.5 | 791.17 | 238.82 | 272.81 | 161.93 | 365.57 | 361.04 | 577.48 | 478.1
699 | 66.32 | 83.01 | 285.94 | 625.05 | 219.37 | 1145.09 | 166.79 | 789.58 | 235.18 | 262.53 | 158.55 | 355.85 | 349.7 | 559.77 | 464.48
700 | 66.16 | 80.69 | 279.41 | 618.26 | 223.8 | 1158.98 | 164.36 | 763.11 | 239.83 | 257.05 | 155.5 | 346.63 | 339.37 | 543.5 | 450.77
701 | 68.84 | 83.97 | 273.61 | 627.45 | 219.07 | 1254.39 | 161.97 | 819.52 | 236.24 | 255.39 | 152.55 | 336.01 | 333.4 | 534.96 | 434.32
702 | 83.5 | 93.36 | 276.65 | 632.19 | 231.42 | 1428.01 | 160.29 | 908.91 | 244.17 | 260.41 | 152.61 | 325.09 | 306.93 | 503.27 | 413.79
703 | 101.58 | 101.34 | 273.95 | 654.28 | 246.36 | 1483.8 | 156.21 | 975.37 | 246.44 | 256.61 | 149.26 | 295.6 | 293.6 | 490.6 | 375.52
704 | 100.96 | 100.95 | 298.41 | 723.73 | 264.55 | 1601.94 | 172.58 | 1059.19 | 247.44 | 293.08 | 165.49 | 292.35 | 306 | 510.88 | 378.52
705 | 103.71 | 97.83 | 326.37 | 799.54 | 288.35 | 1723.34 | 197.88 | 1113.55 | 260.55 | 334.99 | 181.08 | 310.78 | 337.72 | 558.74 | 402.17
706 | 109.13 | 98.8 | 346.96 | 849.48 | 311.57 | 1798.25 | 212.98 | 1166.24 | 286.3 | 361.62 | 190.72 | 324.87 | 347.01 | 594.74 | 417.28
707 | 111.83 | 104.26 | 378.73 | 891.23 | 334.93 | 1868.17 | 222.47 | 1232.36 | 269.72 | 386.42 | 202.03 | 341.96 | 361.5 | 616.42 | 429.79
708 | 115.34 | 117.9 | 402.92 | 903.88 | 347.86 | 1905.86 | 229.56 | 1260.06 | 275.84 | 395.68 | 201.35 | 353.83 | 372.25 | 616.76 | 444.22
709 | 110.54 | 119.25 | 384.58 | 891.67 | 337.73 | 1907.69 | 229.53 | 1272.09 | 278.32 | 380.82 | 189.08 | 359.4 | 387.03 | 616.48 | 448
710 | 108.08 | 113.13 | 386.33 | 901.04 | 335.11 | 1872.24 | 230.79 | 1255.38 | 270.42 | 391.88 | 202.79 | 379.89 | 397.52 | 629.46 | 475.3
711 | 111.23 | 113.19 | 408.12 | 904.6 | 335.9 | 1849.16 | 231.43 | 1246.61 | 277.6 | 407.93 | 215.78 | 399.2 | 400.92 | 642.04 | 499.8
712 | 111.8 | 119.11 | 411.9 | 902.61 | 337.08 | 1822.97 | 231.36 | 1234.86 | 280.46 | 403.87 | 214.28 | 391.75 | 394.97 | 631 | 499.84
713 | 113.55 | 122.9 | 400.28 | 903.86 | 334.15 | 1797.98 | 224.58 | 1220.52 | 275.77 | 396.26 | 209.16 | 375.53 | 381.39 | 627.57 | 481.94
714 | 119.5 | 125.33 | 392.41 | 892.03 | 341.03 | 1788.36 | 228.51 | 1198.44 | 295.8 | 392.5 | 207.53 | 362.6 | 379.05 | 615.77 | 477.72
715 | 142.52 | 129.28 | 447.2 | 936.02 | 385.65 | 1989.7 | 245.31 | 1335.26 | 350.48 | 432.84 | 231.39 | 425.76 | 403.35 | 645.69 | 542.73
716 | 161.02 | 149 | 473.82 | 951.76 | 394.16 | 2036.15 | 247.17 | 1313.07 | 344.97 | 424.68 | 227.01 | 452.24 | 399.73 | 637 | 547.43
717 | 150.66 | 148.66 | 446.51 | 916.38 | 377.26 | 1969.06 | 243.31 | 1224.84 | 323.76 | 408.13 | 222.44 | 458.33 | 402.37 | 657.33 | 562.25
718 | 131.54 | 130.08 | 409.76 | 864.81 | 345.42 | 1807.44 | 230.22 | 1114.58 | 308.8 | 384.3 | 213.5 | 464.29 | 403.53 | 666.29 | 563.55
719 | 107.34 | 117.61 | 360.96 | 773.88 | 307.07 | 1566.49 | 212.69 | 1037.76 | 272.01 | 352.4 | 199.28 | 449.26 | 408.36 | 651.13 | 561.29
720 | 86.17 | 100.37 | 324.07 | 712.48 | 267.28 | 1389.22 | 197.86 | 962.98 | 254.73 | 322.54 | 184.4 | 419.38 | 395.83 | 597.39 | 544.16

## Reserve
| R1 | R2 | R3
1 | 273 | 273 | 273
2 | 273 | 273 | 273
3 | 273 | 273 | 273
4 | 273 | 273 | 273
5 | 273 | 273 | 273
6 | 300 | 273 | 273
7 | 300 | 273 | 273
8 | 300 | 282 | 273
9 | 307 | 273 | 273
10 | 285 | 278 | 273
11 | 285 | 273 | 273
12 | 285 | 273 | 273
13 | 285 | 273 | 273
14 | 273 | 273 | 273
15 | 285 | 273 | 273
16 | 281 | 273 | 273
17 | 285 | 273 | 273
18 | 309 | 295 | 273
19 | 399 | 323 | 322
20 | 316 | 273 | 317
21 | 357 | 273 | 287
22 | 319 | 293 | 273
23 | 320 | 287 | 273
24 | 316 | 280 | 273

## ESS_Unit
| C_Potencia | C_Energia | n_ch_eff | n_dc_eff | Self_discharge | SOC_min | SOC_ini | CB | N_ciclos | C_Rba
E1 | 45 | 45 | 0.9 | 0.9 | 0.00625 | 0.05 | 0.05 | 20 | 6000 | 50000
Note on I1: Usuario: Cost of ESS charge [$/MWh]
Note on K1: Usuario: Costo de reemplazo de baterias [$/MWh]

## ESS_map
| b1 | b2 | b3 | b4 | b5 | b6 | b7 | b8 | b9 | b10 | b11 | b12 | b13 | b14 | b15
E1 | 0 | 0 | 0 | 0 | 0 | 0 | 0 | 0 | 0 | 0 | 0 | 0 | 0 | 1 | 0

## ESS_Energy_price
CB_MWh
1 | 86.755
2 | 86.755
3 | 86.755
4 | 86.755
5 | 81.6557
6 | 41.008
7 | 20.2718
8 | 20.2718
9 | 32.5791
10 | 73.9185
11 | 86.755
12 | 86.755
13 | 86.755
14 | 86.755
15 | 86.755
16 | 86.755
17 | 86.755
18 | 86.755
19 | 86.755
20 | 95.4066
21 | 95.4066
22 | 86.755
23 | 86.755
24 | 86.755
25 | 81.8386
26 | 75.8544
27 | 63.4827
28 | 49.9106
29 | 49.9106
30 | 62.0825
31 | 62.0825
32 | 81.8386
33 | 81.8386
34 | 81.8386
35 | 88.0501
36 | 88.0501
37 | 88.0501
38 | 88.0501
39 | 88.0501
40 | 88.0501
41 | 88.0501
42 | 88.0501
43 | 100.6128
44 | 112.2923
45 | 112.2923
46 | 90.5983
47 | 88.0501
48 | 88.0501
49 | 68.6642
50 | 68.6642
51 | 68.6642
52 | 68.6642
53 | 68.6642
54 | 68.6642
55 | 68.6642
56 | 73.759
57 | 89.6602
58 | 92.0584
59 | 92.0584
60 | 96.4549
61 | 101.9677
62 | 101.9677
63 | 101.9677
64 | 94.4882
65 | 92.0584
66 | 92.0584
67 | 96.4549
68 | 128.9566
69 | 101.9677
70 | 92.0584
71 | 92.0584
72 | 92.0584
73 | 107.2683
74 | 107.2683
75 | 105.573
76 | 91.9711
77 | 91.9711
78 | 107.2683
79 | 107.2683
80 | 108.8232
81 | 107.2683
82 | 107.2683
83 | 108.8232
84 | 108.8232
85 | 108.8232
86 | 108.8232
87 | 108.8232
88 | 108.8232
89 | 108.8232
90 | 108.8232
91 | 108.8232
92 | 108.8232
93 | 108.8232
94 | 108.8232
95 | 107.2683
96 | 88.7945
97 | 86.336
98 | 86.336
99 | 86.336
100 | 40.6356
101 | 46.0514
102 | 86.336
103 | 86.336
104 | 86.336
105 | 86.336
106 | 103.3958
107 | 114.7569
108 | 103.3958
109 | 103.3958
110 | 103.3958
111 | 103.3958
112 | 103.3958
113 | 102.5297
114 | 92.5241
115 | 103.3958
116 | 111.9175
117 | 103.3958
118 | 103.3958
119 | 103.3958
120 | 86.336
121 | 52.32
122 | 52.32
123 | 52.32
124 | 52.32
125 | 52.32
126 | 52.32
127 | 51.245
128 | 52.32
129 | 52.32
130 | 52.32
131 | 100.2622
132 | 105.6383
133 | 105.6383
134 | 105.6383
135 | 105.6383
136 | 105.6383
137 | 100.2622
138 | 52.32
139 | 105.6383
140 | 105.6383
141 | 105.6383
142 | 105.6383
143 | 105.6383
144 | 52.32
145 | 97.3462
146 | 44.576
147 | 44.576
148 | 44.576
149 | 44.576
150 | 44.576
151 | 44.576
152 | 44.576
153 | 44.576
154 | 102.3965
155 | 97.3462
156 | 97.3462
157 | 97.3462
158 | 97.3462
159 | 97.3462
160 | 97.3462
161 | 97.3462
162 | 97.3462
163 | 114.0525
164 | 114.6232
165 | 114.0525
166 | 97.3462
167 | 97.3462
168 | 97.3462
169 | 99.5176
170 | 72.298
171 | 72.298
172 | 72.298
173 | 72.298
174 | 72.298
175 | 97.4873
176 | 99.5176
177 | 99.5176
178 | 102.6425
179 | 102.6425
180 | 108.6152
181 | 108.6152
182 | 108.6152
183 | 108.6152
184 | 108.6152
185 | 102.6425
186 | 99.5176
187 | 108.6152
188 | 108.6152
189 | 108.6152
190 | 102.6425
191 | 99.5176
192 | 99.5176
193 | 49.8429
194 | 46.6766
195 | 46.6766
196 | 46.6766
197 | 46.6766
198 | 49.8429
199 | 59.0126
200 | 59.0126
201 | 59.0126
202 | 97.9188
203 | 97.9188
204 | 99.7006
205 | 99.7006
206 | 99.7006
207 | 99.7006
208 | 99.7006
209 | 97.9188
210 | 97.9188
211 | 108.5963
212 | 108.5963
213 | 108.5963
214 | 97.9188
215 | 97.9188
216 | 59.0126
217 | 77.5748
218 | 77.5748
219 | 77.5748
220 | 77.5748
221 | 50.1555
222 | 77.5748
223 | 77.5748
224 | 77.5748
225 | 101.9283
226 | 107.552
227 | 77.5748
228 | 77.5748
229 | 77.5748
230 | 77.5748
231 | 77.5748
232 | 77.5748
233 | 77.5748
234 | 77.5748
235 | 101.9283
236 | 101.9283
237 | 108.1226
238 | 77.5748
239 | 101.9283
240 | 77.5748
241 | 74.6378
242 | 74.6378
243 | 74.6378
244 | 74.6378
245 | 74.6378
246 | 95.3786
247 | 95.3786
248 | 95.4953
249 | 95.4953
250 | 95.4953
251 | 95.4953
252 | 95.4953
253 | 95.4953
254 | 95.4953
255 | 95.4953
256 | 104.3519
257 | 95.4953
258 | 95.4953
259 | 104.9226
260 | 104.9226
261 | 104.3519
262 | 95.4953
263 | 95.3786
264 | 74.6378
265 | 55.8514
266 | 55.8514
267 | 55.8514
268 | 55.8514
269 | 55.8514
270 | 58.1044
271 | 58.1044
272 | 85.8282
273 | 86.6598
274 | 86.6598
275 | 86.6598
276 | 86.6598
277 | 86.6598
278 | 86.6598
279 | 86.6598
280 | 86.6598
281 | 86.6598
282 | 86.6598
283 | 86.6598
284 | 91.6194
285 | 86.6598
286 | 86.6598
287 | 85.8282
288 | 58.7337
289 | 53.4635
290 | 35.7147
291 | 35.7147
292 | 35.7147
293 | 35.7147
294 | 35.7147
295 | 45.8985
296 | 35.7147
297 | 35.7147
298 | 53.4635
299 | 53.4635
300 | 80.6827
301 | 86.7474
302 | 86.7474
303 | 80.6827
304 | 55.4183
305 | 53.4635
306 | 53.4635
307 | 86.7474
308 | 91.707
309 | 86.7474
310 | 86.7474
311 | 86.7474
312 | 53.4635
313 | 48.7907
314 | 31.6143
315 | 31.6143
316 | 31.6143
317 | 31.6143
318 | 48.7907
319 | 62.5177
320 | 62.5177
321 | 65.6944
322 | 80.1491
323 | 82.888
324 | 82.9431
325 | 82.9431
326 | 82.9431
327 | 82.9431
328 | 82.9431
329 | 82.9431
330 | 82.9431
331 | 82.9431
332 | 89.0628
333 | 82.9431
334 | 82.9431
335 | 65.6944
336 | 62.5177
337 | 66.1516
338 | 66.3101
339 | 36.2869
340 | 36.2869
341 | 38.9182
342 | 66.1516
343 | 66.1516
344 | 66.3101
345 | 66.3101
346 | 69.0218
347 | 77.5052
348 | 77.1558
349 | 77.1558
350 | 77.1558
351 | 77.5052
352 | 77.5052
353 | 77.1558
354 | 66.3101
355 | 77.1558
356 | 77.5052
357 | 77.1558
358 | 77.1558
359 | 66.3101
360 | 66.3101
361 | 25.9527
362 | 25.9527
363 | 25.9527
364 | 25.9527
365 | 25.9527
366 | 25.9527
367 | 32.0075
368 | 66.1258
369 | 70.1543
370 | 70.1543
371 | 70.1543
372 | 70.1543
373 | 70.1543
374 | 70.1543
375 | 71.6713
376 | 71.6713
377 | 70.1543
378 | 70.1543
379 | 70.1543
380 | 70.1543
381 | 70.1543
382 | 70.1543
383 | 71.6713
384 | 65.5781
385 | 63.9146
386 | 61.2353
387 | 61.2353
388 | 61.2353
389 | 61.2353
390 | 71.1493
391 | 71.1493
392 | 63.9146
393 | 71.1493
394 | 71.1493
395 | 71.1493
396 | 71.1493
397 | 71.1493
398 | 71.1493
399 | 71.1493
400 | 71.1493
401 | 71.1493
402 | 71.1493
403 | 71.1493
404 | 71.1493
405 | 71.1493
406 | 71.1493
407 | 71.1493
408 | 61.2353
409 | 27.9467
410 | 27.9467
411 | 27.9467
412 | 27.9467
413 | 48.8709
414 | 59.6382
415 | 59.6382
416 | 64.6378
417 | 67.4008
418 | 67.4008
419 | 67.4008
420 | 67.4008
421 | 67.4008
422 | 67.4008
423 | 67.4008
424 | 67.4008
425 | 67.4008
426 | 64.6378
427 | 67.4008
428 | 67.4008
429 | 67.4008
430 | 67.4008
431 | 64.6378
432 | 59.6382
433 | 29.2861
434 | 29.2861
435 | 29.2861
436 | 29.2861
437 | 29.2861
438 | 46.6817
439 | 46.6817
440 | 46.6817
441 | 46.6817
442 | 46.6817
443 | 47.1684
444 | 64.7073
445 | 64.7073
446 | 47.1684
447 | 46.6817
448 | 46.6817
449 | 46.6817
450 | 46.6817
451 | 64.7073
452 | 64.7073
453 | 64.7073
454 | 46.6817
455 | 46.6817
456 | 46.6817
457 | 37.9683
458 | 31.7932
459 | 31.3821
460 | 31.3821
461 | 31.3821
462 | 37.9683
463 | 31.7932
464 | 37.9683
465 | 37.9683
466 | 37.9683
467 | 37.9683
468 | 37.9683
469 | 37.9683
470 | 37.9683
471 | 37.9683
472 | 37.9683
473 | 37.9683
474 | 37.9683
475 | 55.7741
476 | 58.5964
477 | 58.5964
478 | 55.7741
479 | 50.3384
480 | 37.9683
481 | 49.2161
482 | 49.2161
483 | 47.133
484 | 47.133
485 | 47.133
486 | 50.3352
487 | 49.2161
488 | 50.3352
489 | 57.4286
490 | 57.9986
491 | 57.9986
492 | 57.9986
493 | 57.9986
494 | 57.9986
495 | 57.9986
496 | 57.9986
497 | 57.9986
498 | 57.9986
499 | 57.9986
500 | 57.9986
501 | 57.9986
502 | 57.9986
503 | 50.3352
504 | 49.2161
505 | 21.6258
506 | 22.3847
507 | 21.6258
508 | 21.6258
509 | 23.4779
510 | 37.4763
511 | 37.4763
512 | 39.4529
513 | 41.5281
514 | 76.737
515 | 67.8664
516 | 73.3467
517 | 73.3467
518 | 73.3467
519 | 76.737
520 | 76.737
521 | 73.3467
522 | 67.8664
523 | 76.737
524 | 76.737
525 | 67.8664
526 | 44.8648
527 | 39.4529
528 | 37.4763
529 | 38.299
530 | 42.3859
531 | 42.3859
532 | 42.3859
533 | 38.299
534 | 51.3206
535 | 42.3859
536 | 16.6108
537 | 42.3859
538 | 42.3859
539 | 66.2443
540 | 66.2443
541 | 66.2443
542 | 66.2443
543 | 74.9814
544 | 74.9814
545 | 66.2443
546 | 66.2443
547 | 74.9814
548 | 77.2502
549 | 77.2502
550 | 66.2443
551 | 38.299
552 | 16.6108
553 | 58.2493
554 | 47.4884
555 | 47.4884
556 | 47.4884
557 | 47.4884
558 | 58.2493
559 | 62.23
560 | 47.4884
561 | 58.2493
562 | 100.519
563 | 100.519
564 | 100.519
565 | 100.519
566 | 100.519
567 | 100.519
568 | 100.519
569 | 71.3462
570 | 47.4884
571 | 62.23
572 | 100.519
573 | 67.4382
574 | 58.2493
575 | 58.2493
576 | 47.4884
577 | 76.0074
578 | 76.0074
579 | 76.0074
580 | 63.5143
581 | 76.0074
582 | 76.0074
583 | 97.5253
584 | 76.0074
585 | 97.5253
586 | 97.5253
587 | 97.5253
588 | 97.5253
589 | 97.5253
590 | 97.5253
591 | 97.5253
592 | 97.5253
593 | 97.5253
594 | 97.5253
595 | 97.5253
596 | 97.5253
597 | 97.5253
598 | 97.5253
599 | 97.5253
600 | 76.0074
601 | 61.5566
602 | 54.506
603 | 35.7739
604 | 35.7739
605 | 35.7739
606 | 35.9522
607 | 35.9522
608 | 90.249
609 | 90.249
610 | 90.249
611 | 90.249
612 | 90.249
613 | 90.249
614 | 90.249
615 | 90.249
616 | 90.249
617 | 90.249
618 | 90.249
619 | 90.249
620 | 90.249
621 | 90.249
622 | 90.249
623 | 90.249
624 | 90.249
625 | 32.2657
626 | 32.2657
627 | 30.5948
628 | 30.5948
629 | 30.5948
630 | 30.5948
631 | 20.1419
632 | 30.5948
633 | 32.2657
634 | 32.2976
635 | 52.2774
636 | 62.6614
637 | 91.875
638 | 91.875
639 | 65.0432
640 | 62.6614
641 | 55.7283
642 | 52.2774
643 | 91.875
644 | 91.875
645 | 91.875
646 | 91.875
647 | 65.0432
648 | 32.2657
649 | 61.8786
650 | 61.8786
651 | 56.606
652 | 56.606
653 | 56.606
654 | 68.7995
655 | 64.1448
656 | 84.2649
657 | 84.2649
658 | 84.2649
659 | 84.2649
660 | 100.1508
661 | 84.2649
662 | 84.2649
663 | 84.2649
664 | 84.2649
665 | 84.2649
666 | 84.2649
667 | 84.2649
668 | 84.2649
669 | 84.2649
670 | 84.2649
671 | 78.0924
672 | 61.8786
673 | 83.062
674 | 61.861
675 | 32.6077
676 | 29.8992
677 | 67.036
678 | 73.0361
679 | 73.0361
680 | 83.8328
681 | 86.9183
682 | 86.9183
683 | 86.9183
684 | 91.4325
685 | 86.9183
686 | 91.4325
687 | 91.4325
688 | 91.4325
689 | 91.4325
690 | 86.9183
691 | 91.4325
692 | 91.4325
693 | 91.4325
694 | 86.9183
695 | 86.9183
696 | 73.0361
697 | 39.7638
698 | 39.7638
699 | 39.7638
700 | 37.8437
701 | 39.7638
702 | 57.6236
703 | 57.6236
704 | 65.6925
705 | 66.1562
706 | 78.7867
707 | 99.2302
708 | 99.2302
709 | 78.7867
710 | 100.0855
711 | 99.2302
712 | 99.2302
713 | 100.0855
714 | 73.7983
715 | 99.2302
716 | 99.2302
717 | 99.2302
718 | 99.2302
719 | 66.1562
720 | 57.6236
721 | 58.6145
722 | 58.6145
723 | 58.6145
724 | 58.6145
725 | 58.6145
726 | 68.8093
727 | 75.7223
728 | 81.386
729 | 92.2069
730 | 75.7223
731 | 96.7243
732 | 96.7243
733 | 96.7243
734 | 96.7243
735 | 96.7243
736 | 96.7243
737 | 96.7243
738 | 81.386
739 | 96.7243
740 | 96.7243
741 | 96.7243
742 | 96.7243
743 | 81.386
744 | 75.7223
745 | 76.3098
746 | 73.7909
747 | 73.7909
748 | 73.7909
749 | 74.7934
750 | 76.3098
751 | 76.3098
752 | 76.3098
753 | 76.3098
754 | 76.3098
755 | 76.3098
756 | 81.2123
757 | 81.2123
758 | 81.2123
759 | 96.5494
760 | 96.5494
761 | 96.5494
762 | 76.3098
763 | 96.5494
764 | 96.5494
765 | 96.5494
766 | 81.2123
767 | 76.3098
768 | 76.3098
769 | 59.7933
770 | 59.7933
771 | 59.7933
772 | 59.7933
773 | 59.7933
774 | 59.7933
775 | 59.7933
776 | 73.7221
777 | 71.6431
778 | 71.6431
779 | 73.7221
780 | 85.1244
781 | 82.3357
782 | 73.7221
783 | 71.6431
784 | 71.6431
785 | 71.6431
786 | 71.6431
787 | 82.3357
788 | 87.8464
789 | 85.1244
790 | 71.6431
791 | 71.6431
792 | 66.5955
793 | 64.212
794 | 53.9572
795 | 53.9572
796 | 53.9572
797 | 53.9572
798 | 53.9572
799 | 29.4805
800 | 33.661
801 | 61.2413
802 | 68.9488
803 | 68.9488
804 | 68.9488
805 | 68.9488
806 | 68.9488
807 | 68.9488
808 | 68.9488
809 | 68.9488
810 | 68.9488
811 | 96.8672
812 | 96.8672
813 | 96.8672
814 | 96.8672
815 | 68.9488
816 | 68.9488
817 | 58.1491
818 | 29.1925
819 | 20.0447
820 | 20.0447
821 | 58.1491
822 | 65.5194
823 | 65.5194
824 | 65.5194
825 | 65.5194
826 | 76.0562
827 | 76.0562
828 | 94.9922
829 | 76.0562
830 | 94.9922
831 | 94.9922
832 | 94.9922
833 | 76.0562
834 | 76.0562
835 | 94.9922
836 | 100.6253
837 | 100.6253
838 | 76.0562
839 | 65.5194
840 | 64.6005
841 | 40.8642
842 | 40.8642
843 | 17.804
844 | 13.1128
845 | 40.8642
846 | 46.8737
847 | 46.8737
848 | 46.8737
849 | 46.8737
850 | 46.8737
851 | 81.3697
852 | 143.0201
853 | 46.8737
854 | 46.8737
855 | 81.3697
856 | 81.3697
857 | 46.8737
858 | 46.8737
859 | 81.3697
860 | 81.3697
861 | 80.9392
862 | 46.8737
863 | 46.8737
864 | 40.8642
865 | 49.1193
866 | 49.1193
867 | 49.1193
868 | 49.1193
869 | 49.1193
870 | 66.8989
871 | 66.8989
872 | 70.7424
873 | 70.7424
874 | 100.131
875 | 100.131
876 | 100.131
877 | 100.131
878 | 100.131
879 | 100.131
880 | 100.131
881 | 100.131
882 | 100.131
883 | 100.131
884 | 100.131
885 | 100.131
886 | 100.131
887 | 70.7424
888 | 57.4494
889 | 46.4746
890 | 46.4746
891 | 46.4746
892 | 46.4746
893 | 46.4746
894 | 63.8333
895 | 66.1965
896 | 67.6355
897 | 67.6355
898 | 67.6355
899 | 67.6355
900 | 69.0895
901 | 67.6355
902 | 69.0895
903 | 69.0895
904 | 69.0895
905 | 67.6355
906 | 67.6355
907 | 69.0895
908 | 95.0269
909 | 69.0895
910 | 67.6355
911 | 67.6355
912 | 63.8333
913 | 48.9797
914 | 48.9797
915 | 48.9797
916 | 48.9797
917 | 48.9797
918 | 59.6123
919 | 59.6123
920 | 64.1576
921 | 66.9655
922 | 97.7734
923 | 97.7734
924 | 66.9655
925 | 48.9797
926 | 59.6123
927 | 64.1576
928 | 64.1576
929 | 59.6123
930 | 48.9797
931 | 64.1576
932 | 66.9655
933 | 59.6123
934 | 48.9797
935 | 48.9797
936 | 40.1192
937 | 72.2615
938 | 72.2615
939 | 71.6648
940 | 71.6648
941 | 71.6648
942 | 72.2615
943 | 72.2615
944 | 72.2615
945 | 72.2615
946 | 72.2615
947 | 77.6155
948 | 83.2323
949 | 83.2323
950 | 77.6155
951 | 77.6155
952 | 73.8176
953 | 72.2615
954 | 72.2615
955 | 77.6155
956 | 83.2323
957 | 83.2323
958 | 73.8176
959 | 72.2615
960 | 71.6648
961 | 69.6149
962 | 69.6149
963 | 69.6149
964 | 32.2852
965 | 37.2912
966 | 38.3055
967 | 30.8906
968 | 44.8472
969 | 70.9049
970 | 70.9049
971 | 70.9049
972 | 70.9049
973 | 70.9049
974 | 79.4403
975 | 79.4408
976 | 70.9049
977 | 70.9049
978 | 70.9049
979 | 79.5138
980 | 86.1621
981 | 86.1621
982 | 79.5138
983 | 79.4408
984 | 69.6149
985 | 52.3991
986 | 52.3991
987 | 52.3991
988 | 52.3991
989 | 52.3991
990 | 52.3991
991 | 52.3991
992 | 57.7506
993 | 73.1062
994 | 73.1062
995 | 75.9365
996 | 75.9365
997 | 75.9365
998 | 75.9365
999 | 75.9365
1000 | 75.9365
1001 | 75.9365
1002 | 75.9365
1003 | 75.9365
1004 | 75.9365
1005 | 75.9365
1006 | 75.9365
1007 | 57.2534
1008 | 52.3991
1009 | 53.6216
1010 | 41.8307
1011 | 41.8307
1012 | 41.8307
1013 | 43.1032
1014 | 65.8032
1015 | 65.8032
1016 | 65.8032
1017 | 71.2465
1018 | 71.2465
1019 | 75.4864
1020 | 75.4864
1021 | 75.4864
1022 | 75.4864
1023 | 75.4864
1024 | 75.4864
1025 | 75.4864
1026 | 71.2465
1027 | 75.4864
1028 | 75.4864
1029 | 75.4864
1030 | 73.4839
1031 | 65.8032
1032 | 65.8032
1033 | 43.3571
1034 | 37.0409
1035 | 37.0409
1036 | 37.0409
1037 | 37.0409
1038 | 49.2915
1039 | 49.2915
1040 | 49.2915
1041 | 53.7633
1042 | 71.0034
1043 | 71.0034
1044 | 71.0034
1045 | 71.0034
1046 | 71.0034
1047 | 84.0987
1048 | 84.0987
1049 | 71.0034
1050 | 71.0034
1051 | 71.0034
1052 | 84.0987
1053 | 71.9965
1054 | 71.0034
1055 | 53.7633
1056 | 49.2915
1057 | 37.4817
1058 | 34.1366
1059 | 34.1366
1060 | 34.1366
1061 | 34.1366
1062 | 43.4043
1063 | 43.4043
1064 | 45.4749
1065 | 45.4749
1066 | 84.5954
1067 | 84.5954
1068 | 84.5954
1069 | 84.5954
1070 | 84.5954
1071 | 84.5954
1072 | 84.5954
1073 | 84.5954
1074 | 84.5954
1075 | 84.5954
1076 | 84.5954
1077 | 84.5954
1078 | 84.5954
1079 | 84.5954
1080 | 45.4749
1081 | 17.2491
1082 | 17.2491
1083 | 17.2491
1084 | 17.2491
1085 | 17.2491
1086 | 29.7491
1087 | 29.7491
1088 | 33.7458
1089 | 47.2468
1090 | 52.1844
1091 | 81.0479
1092 | 113.6052
1093 | 81.0479
1094 | 81.0479
1095 | 113.6052
1096 | 113.6052
1097 | 113.6052
1098 | 81.0479
1099 | 113.6052
1100 | 145.8763
1101 | 113.6052
1102 | 81.0479
1103 | 47.2468
1104 | 33.7458
1105 | 37.9873
1106 | 36.6027
1107 | 33.9105
1108 | 33.9105
1109 | 33.9105
1110 | 36.6027
1111 | 33.9105
1112 | 39.3977
1113 | 39.3977
1114 | 39.3977
1115 | 54.6321
1116 | 91.7215
1117 | 91.7215
1118 | 128.6114
1119 | 42.7885
1120 | 39.3977
1121 | 39.3977
1122 | 39.3977
1123 | 42.7885
1124 | 91.7215
1125 | 54.6321
1126 | 39.3977
1127 | 39.3977
1128 | 36.6027
1129 | 49.2696
1130 | 49.2696
1131 | 47.9779
1132 | 47.9779
1133 | 47.9779
1134 | 47.9779
1135 | 47.9779
1136 | 47.9779
1137 | 49.2696
1138 | 49.2696
1139 | 49.2696
1140 | 53.5664
1141 | 53.5664
1142 | 53.5664
1143 | 49.2696
1144 | 49.2696
1145 | 49.2696
1146 | 49.2696
1147 | 53.5664
1148 | 102.9262
1149 | 71.4719
1150 | 53.5664
1151 | 49.2696
1152 | 49.2696
1153 | 54.1691
1154 | 54.1691
1155 | 52.966
1156 | 52.966
1157 | 54.1691
1158 | 98.1671
1159 | 98.1671
1160 | 98.1671
1161 | 98.1671
1162 | 98.1671
1163 | 98.7107
1164 | 98.7107
1165 | 98.1671
1166 | 98.7107
1167 | 98.7107
1168 | 98.7107
1169 | 98.7107
1170 | 98.1671
1171 | 98.7107
1172 | 108.7533
1173 | 108.7533
1174 | 98.1671
1175 | 64.8267
1176 | 52.966
1177 | 82.1761
1178 | 82.1761
1179 | 53.7128
1180 | 53.7128
1181 | 87.7416
1182 | 83.3302
1183 | 83.3302
1184 | 83.3302
1185 | 82.1761
1186 | 87.7416
1187 | 91.5533
1188 | 97.9201
1189 | 128.933
1190 | 97.9201
1191 | 97.9201
1192 | 97.9201
1193 | 97.9201
1194 | 87.7416
1195 | 91.5533
1196 | 97.9201
1197 | 91.5533
1198 | 87.7416
1199 | 83.3302
1200 | 82.1761
1201 | 32.4545
1202 | 32.4545
1203 | 32.4545
1204 | 32.4545
1205 | 32.4545
1206 | 92.1992
1207 | 92.1992
1208 | 86.3849
1209 | 32.4545
1210 | 97.4753
1211 | 97.4753
1212 | 100.4786
1213 | 97.4753
1214 | 128.9865
1215 | 100.4786
1216 | 100.4786
1217 | 92.1992
1218 | 92.1992
1219 | 97.4753
1220 | 100.4786
1221 | 100.4786
1222 | 92.1992
1223 | 92.1992
1224 | 87.3227
1225 | 58.741
1226 | 58.741
1227 | 58.741
1228 | 58.741
1229 | 58.741
1230 | 62.9618
1231 | 62.9618
1232 | 62.9618
1233 | 108.2685
1234 | 108.2685
1235 | 108.2685
1236 | 108.2685
1237 | 108.2685
1238 | 111.5018
1239 | 111.5018
1240 | 111.5018
1241 | 111.5018
1242 | 107.5377
1243 | 108.2685
1244 | 108.2685
1245 | 108.2685
1246 | 108.2685
1247 | 100.909
1248 | 58.741
1249 | 95.9942
1250 | 86.8721
1251 | 86.8721
1252 | 86.8721
1253 | 86.8721
1254 | 99.7176
1255 | 99.7176
1256 | 86.8721
1257 | 95.9942
1258 | 99.7176
1259 | 99.7176
1260 | 106.1171
1261 | 107.7618
1262 | 106.1171
1263 | 107.7618
1264 | 107.7618
1265 | 106.1171
1266 | 107.7618
1267 | 107.7618
1268 | 116.1751
1269 | 107.7618
1270 | 107.7618
1271 | 99.7176
1272 | 86.8721
1273 | 91.8934
1274 | 83.1045
1275 | 83.1045
1276 | 83.1045
1277 | 83.1045
1278 | 83.1045
1279 | 83.1045
1280 | 83.1045
1281 | 96.4534
1282 | 108.127
1283 | 108.127
1284 | 108.127
1285 | 108.127
1286 | 108.127
1287 | 108.127
1288 | 108.127
1289 | 96.9669
1290 | 96.4534
1291 | 108.127
1292 | 119.7646
1293 | 108.127
1294 | 108.127
1295 | 91.8934
1296 | 91.8934
1297 | 77.0549
1298 | 77.0549
1299 | 84.0502
1300 | 50.2535
1301 | 50.2535
1302 | 63.7467
1303 | 32.9209
1304 | 40.8522
1305 | 50.2535
1306 | 63.7467
1307 | 77.0549
1308 | 84.0502
1309 | 84.0502
1310 | 84.0502
1311 | 77.0549
1312 | 63.7467
1313 | 50.2535
1314 | 50.2535
1315 | 84.0502
1316 | 120.8842
1317 | 120.8842
1318 | 84.0502
1319 | 77.0549
1320 | 77.0549
1321 | 49.7561
1322 | 35.6777
1323 | 35.6777
1324 | 35.6777
1325 | 35.6777
1326 | 86.6995
1327 | 86.6995
1328 | 86.6995
1329 | 86.6995
1330 | 91.5473
1331 | 91.5473
1332 | 117.2081
1333 | 117.2081
1334 | 117.2081
1335 | 117.7648
1336 | 117.7648
1337 | 117.2081
1338 | 91.5473
1339 | 117.7648
1340 | 123.8036
1341 | 117.7648
1342 | 91.5473
1343 | 86.6995
1344 | 86.6995
1345 | 18.0924
1346 | 26.21
1347 | 18.6723
1348 | 18.7294
1349 | 56.7989
1350 | 64.5266
1351 | 64.5266
1352 | 64.5266
1353 | 64.5266
1354 | 98.1557
1355 | 98.1557
1356 | 98.1557
1357 | 98.1557
1358 | 98.1557
1359 | 98.1557
1360 | 98.1557
1361 | 98.1557
1362 | 98.1557
1363 | 98.1557
1364 | 98.1557
1365 | 98.1557
1366 | 98.1557
1367 | 64.5266
1368 | 58.3177
1369 | 58.29
1370 | 58.29
1371 | 58.29
1372 | 58.29
1373 | 58.29
1374 | 78.0737
1375 | 78.0737
1376 | 83.2024
1377 | 83.2024
1378 | 83.2024
1379 | 83.2024
1380 | 83.2024
1381 | 87.7926
1382 | 87.7926
1383 | 100.7428
1384 | 100.7428
1385 | 114.5779
1386 | 83.2024
1387 | 100.7428
1388 | 100.7428
1389 | 114.5722
1390 | 83.2024
1391 | 78.0737
1392 | 63.1138
1393 | 41.2199
1394 | 29.2138
1395 | 29.2138
1396 | 24.3081
1397 | 29.0754
1398 | 42.2526
1399 | 42.2526
1400 | 42.2526
1401 | 72.1048
1402 | 78.586
1403 | 78.586
1404 | 78.586
1405 | 78.586
1406 | 78.586
1407 | 131.7551
1408 | 78.586
1409 | 78.586
1410 | 78.586
1411 | 78.586
1412 | 87.1947
1413 | 78.586
1414 | 78.586
1415 | 42.2526
1416 | 29.2138
1417 | 55.0208
1418 | 49.3059
1419 | 49.3059
1420 | 49.3059
1421 | 55.0208
1422 | 55.0208
1423 | 55.0208
1424 | 55.0208
1425 | 99.8041
1426 | 99.8041
1427 | 102.1414
1428 | 102.1414
1429 | 102.1414
1430 | 102.1414
1431 | 102.1414
1432 | 102.1414
1433 | 102.1414
1434 | 102.1414
1435 | 102.1414
1436 | 102.1414
1437 | 102.1414
1438 | 102.1414
1439 | 99.8041
1440 | 55.0208
1441 | 92.7479
1442 | 62.3797
1443 | 62.3797
1444 | 62.3797
1445 | 62.3797
1446 | 92.6151
1447 | 62.3797
1448 | 92.7479
1449 | 101.2003
1450 | 100.5647
1451 | 100.5647
1452 | 100.5647
1453 | 100.5647
1454 | 100.5647
1455 | 100.5647
1456 | 100.5647
1457 | 93.8453
1458 | 93.8453
1459 | 100.5647
1460 | 100.5647
1461 | 100.5647
1462 | 100.5647
1463 | 92.7479
1464 | 92.6151
1465 | 62.1965
1466 | 62.1965
1467 | 62.1965
1468 | 62.1965
1469 | 62.1965
1470 | 62.1965
1471 | 61.9725
1472 | 62.1965
1473 | 64.4587
1474 | 64.4587
1475 | 73.9116
1476 | 73.9116
1477 | 73.9116
1478 | 73.9116
1479 | 73.9116
1480 | 73.9116
1481 | 73.9116
1482 | 73.9116
1483 | 73.9116
1484 | 101.0081
1485 | 101.0081
1486 | 73.9116
1487 | 73.9116
1488 | 73.9116
1489 | 52.7056
1490 | 52.7056
1491 | 39.0337
1492 | 39.0337
1493 | 62.9171
1494 | 73.096
1495 | 73.096
1496 | 79.5264
1497 | 79.5264
1498 | 86.6309
1499 | 103.5878
1500 | 103.5878
1501 | 103.5878
1502 | 103.5878
1503 | 103.5878
1504 | 103.5878
1505 | 103.5878
1506 | 86.6309
1507 | 103.5878
1508 | 103.5878
1509 | 103.5878
1510 | 86.6309
1511 | 79.5264
1512 | 73.096
1513 | 78.2788
1514 | 78.2788
1515 | 55.3635
1516 | 55.3635
1517 | 78.2788
1518 | 86.0942
1519 | 86.0942
1520 | 86.0942
1521 | 86.0942
1522 | 86.0942
1523 | 86.0942
1524 | 86.0942
1525 | 86.0942
1526 | 86.0942
1527 | 94.8405
1528 | 94.8405
1529 | 86.0942
1530 | 86.0942
1531 | 86.0942
1532 | 98.8
1533 | 94.8405
1534 | 86.0942
1535 | 86.0942
1536 | 78.2788
1537 | 82.1309
1538 | 84.7257
1539 | 73.1236
1540 | 73.1236
1541 | 73.1236
1542 | 82.1309
1543 | 82.1309
1544 | 82.1309
1545 | 84.7257
1546 | 84.7257
1547 | 84.7257
1548 | 85.3094
1549 | 84.7257
1550 | 84.7257
1551 | 85.3094
1552 | 85.3094
1553 | 84.7257
1554 | 84.7257
1555 | 85.3094
1556 | 101.1422
1557 | 85.3094
1558 | 85.3094
1559 | 82.1309
1560 | 73.1236
1561 | 66.4199
1562 | 66.4199
1563 | 66.4199
1564 | 66.4199
1565 | 66.4199
1566 | 83.7392
1567 | 85.9312
1568 | 87.3156
1569 | 87.3156
1570 | 87.3156
1571 | 92.2373
1572 | 92.2373
1573 | 92.2373
1574 | 92.2373
1575 | 92.2373
1576 | 92.2373
1577 | 92.2373
1578 | 87.3156
1579 | 92.2373
1580 | 92.2373
1581 | 92.2373
1582 | 92.2373
1583 | 87.3156
1584 | 66.4199
1585 | 58.3075
1586 | 58.3075
1587 | 58.3075
1588 | 58.3075
1589 | 58.3075
1590 | 58.3075
1591 | 58.3075
1592 | 73.0499
1593 | 73.0499
1594 | 73.0499
1595 | 77.4829
1596 | 79.5725
1597 | 79.5725
1598 | 103.5405
1599 | 103.5405
1600 | 103.5405
1601 | 79.5725
1602 | 73.0499
1603 | 95.1465
1604 | 103.5405
1605 | 95.1465
1606 | 77.4829
1607 | 73.0499
1608 | 58.3075
1609 | 82.2037
1610 | 67.3635
1611 | 62.376
1612 | 67.3635
1613 | 67.3635
1614 | 67.3635
1615 | 67.3635
1616 | 82.2037
1617 | 82.2037
1618 | 86.2646
1619 | 86.2646
1620 | 86.7149
1621 | 86.7149
1622 | 86.7149
1623 | 86.7149
1624 | 86.2646
1625 | 86.2646
1626 | 85.009
1627 | 86.7149
1628 | 86.7149
1629 | 86.7149
1630 | 86.7149
1631 | 82.2037
1632 | 82.2037
1633 | 83.5783
1634 | 62.2839
1635 | 62.2839
1636 | 62.2839
1637 | 62.2839
1638 | 62.2839
1639 | 52.5955
1640 | 62.2839
1641 | 62.2839
1642 | 80.7456
1643 | 80.7456
1644 | 80.7456
1645 | 80.7456
1646 | 80.7456
1647 | 80.7456
1648 | 80.7456
1649 | 83.5783
1650 | 62.7252
1651 | 80.7456
1652 | 83.5783
1653 | 83.5783
1654 | 80.7456
1655 | 80.7456
1656 | 62.2839
1657 | 70.2174
1658 | 70.2174
1659 | 38.5886
1660 | 28.4871
1661 | 29.1468
1662 | 70.2174
1663 | 70.2174
1664 | 85.7471
1665 | 79.639
1666 | 79.639
1667 | 79.639
1668 | 85.7471
1669 | 84.243
1670 | 85.7471
1671 | 86.4804
1672 | 86.4804
1673 | 85.7471
1674 | 79.639
1675 | 86.4804
1676 | 86.4804
1677 | 85.7471
1678 | 79.639
1679 | 79.639
1680 | 70.2174
1681 | 73.5174
1682 | 39.2361
1683 | 39.2361
1684 | 39.2361
1685 | 39.2361
1686 | 73.5174
1687 | 73.5174
1688 | 73.5174
1689 | 84.9875
1690 | 82.1544
1691 | 82.1544
1692 | 84.9875
1693 | 82.1544
1694 | 82.1544
1695 | 84.9875
1696 | 84.9875
1697 | 82.1544
1698 | 82.1544
1699 | 84.9875
1700 | 84.9875
1701 | 84.9875
1702 | 84.9875
1703 | 84.9875
1704 | 73.5174
1705 | 35.5959
1706 | 35.5959
1707 | 29.0025
1708 | 33.3626
1709 | 35.5959
1710 | 35.5959
1711 | 35.5959
1712 | 35.5959
1713 | 64.1968
1714 | 71.7476
1715 | 74.357
1716 | 79.7169
1717 | 74.357
1718 | 74.357
1719 | 79.7169
1720 | 87.5342
1721 | 79.7169
1722 | 74.357
1723 | 79.7169
1724 | 87.5342
1725 | 87.5342
1726 | 74.357
1727 | 71.7476
1728 | 70.7161
1729 | 38.6837
1730 | 38.6837
1731 | 38.6837
1732 | 38.6837
1733 | 38.6837
1734 | 39.8793
1735 | 39.8793
1736 | 44.1204
1737 | 65.0246
1738 | 65.0246
1739 | 65.0246
1740 | 65.0246
1741 | 65.0246
1742 | 65.0246
1743 | 75.1327
1744 | 65.0246
1745 | 65.0246
1746 | 65.0246
1747 | 75.6849
1748 | 80.7458
1749 | 80.7458
1750 | 65.0246
1751 | 65.0246
1752 | 64.5129
1753 | 25.9464
1754 | 25.9464
1755 | 25.9464
1756 | 25.9464
1757 | 25.9464
1758 | 37.9531
1759 | 37.9531
1760 | 37.9531
1761 | 37.9531
1762 | 37.9531
1763 | 48.1514
1764 | 48.1514
1765 | 48.1514
1766 | 48.1514
1767 | 52.8632
1768 | 48.1514
1769 | 68.3181
1770 | 48.1514
1771 | 68.3181
1772 | 98.1883
1773 | 74.1576
1774 | 68.3181
1775 | 37.9531
1776 | 37.9531
1777 | 43.852
1778 | 43.852
1779 | 43.852
1780 | 43.0289
1781 | 43.852
1782 | 43.852
1783 | 44.2665
1784 | 54.3377
1785 | 74.3094
1786 | 83.742
1787 | 83.742
1788 | 83.742
1789 | 83.742
1790 | 83.742
1791 | 83.742
1792 | 83.742
1793 | 74.3094
1794 | 74.3094
1795 | 83.742
1796 | 83.742
1797 | 83.742
1798 | 74.3094
1799 | 54.3377
1800 | 54.3377
1801 | 41.8054
1802 | 41.8054
1803 | 36.0541
1804 | 36.0541
1805 | 35.2856
1806 | 36.0541
1807 | 32.9586
1808 | 36.0541
1809 | 41.8054
1810 | 54.9994
1811 | 54.0987
1812 | 54.0987
1813 | 54.0987
1814 | 54.0987
1815 | 54.0987
1816 | 54.0987
1817 | 54.0987
1818 | 54.0987
1819 | 75.2194
1820 | 75.2194
1821 | 75.2194
1822 | 75.2194
1823 | 54.0987
1824 | 54.0987
1825 | 45.294
1826 | 45.294
1827 | 39.8418
1828 | 39.8418
1829 | 45.294
1830 | 45.294
1831 | 45.294
1832 | 69.8419
1833 | 72.3779
1834 | 72.3779
1835 | 72.3779
1836 | 72.3779
1837 | 72.3779
1838 | 90.2501
1839 | 90.2501
1840 | 90.2501
1841 | 90.2501
1842 | 84.6262
1843 | 80.2574
1844 | 84.6262
1845 | 80.2574
1846 | 72.3779
1847 | 67.8456
1848 | 67.3511
1849 | 71.454
1850 | 71.454
1851 | 53.8489
1852 | 53.8489
1853 | 71.454
1854 | 71.454
1855 | 71.454
1856 | 80.2283
1857 | 80.2283
1858 | 80.2283
1859 | 82.9875
1860 | 87.4992
1861 | 82.9875
1862 | 87.4992
1863 | 80.2283
1864 | 80.2283
1865 | 80.2283
1866 | 72.2306
1867 | 80.2283
1868 | 80.2283
1869 | 80.2283
1870 | 80.2283
1871 | 72.2306
1872 | 71.454
1873 | 41.484
1874 | 41.484
1875 | 41.484
1876 | 41.484
1877 | 41.484
1878 | 44.6783
1879 | 44.6783
1880 | 44.6783
1881 | 59.0602
1882 | 69.3024
1883 | 79.2987
1884 | 79.2987
1885 | 79.2987
1886 | 79.2987
1887 | 79.2987
1888 | 86.4987
1889 | 79.2987
1890 | 79.2987
1891 | 86.4987
1892 | 88.2046
1893 | 86.4987
1894 | 79.2987
1895 | 79.2987
1896 | 54.5312
1897 | 38.7711
1898 | 35.0571
1899 | 35.0571
1900 | 35.0571
1901 | 38.7711
1902 | 71.8415
1903 | 63.9985
1904 | 69.9669
1905 | 77.3489
1906 | 77.3489
1907 | 80.0064
1908 | 85.6253
1909 | 80.0064
1910 | 85.6253
1911 | 87.3317
1912 | 85.6253
1913 | 77.3489
1914 | 58.7308
1915 | 77.3489
1916 | 77.3489
1917 | 77.3489
1918 | 71.8415
1919 | 58.7308
1920 | 38.7711
1921 | 29.6422
1922 | 29.6079
1923 | 29.6079
1924 | 29.6079
1925 | 29.6079
1926 | 41.2321
1927 | 41.2321
1928 | 82.2271
1929 | 82.2271
1930 | 82.2271
1931 | 82.2271
1932 | 82.2271
1933 | 82.2271
1934 | 82.2271
1935 | 82.2271
1936 | 82.2271
1937 | 82.2271
1938 | 79.3942
1939 | 82.2271
1940 | 82.2271
1941 | 82.2271
1942 | 76.4038
1943 | 58.5333
1944 | 40.8285
1945 | 24.0787
1946 | 24.0787
1947 | 24.0787
1948 | 24.0787
1949 | 24.0787
1950 | 24.0787
1951 | 24.0787
1952 | 33.342
1953 | 46.6603
1954 | 46.6603
1955 | 46.6603
1956 | 65.8267
1957 | 65.8267
1958 | 46.6603
1959 | 46.6603
1960 | 46.6603
1961 | 46.6603
1962 | 46.6603
1963 | 65.8267
1964 | 79.4048
1965 | 79.1907
1966 | 46.6603
1967 | 46.6603
1968 | 46.6244
1969 | 26.5923
1970 | 26.5923
1971 | 26.5923
1972 | 26.5923
1973 | 26.5923
1974 | 6.1473
1975 | 6.1471
1976 | 6.1473
1977 | 26.5923
1978 | 26.5923
1979 | 34.1279
1980 | 34.1279
1981 | 35.8665
1982 | 68.6866
1983 | 68.6866
1984 | 68.6866
1985 | 26.5923
1986 | 34.1279
1987 | 68.6866
1988 | 76.5452
1989 | 76.5452
1990 | 68.6866
1991 | 68.6866
1992 | 26.5923
1993 | 36.9994
1994 | 29.5376
1995 | 29.5376
1996 | 29.5376
1997 | 29.5376
1998 | 29.5376
1999 | 29.5376
2000 | 29.5376
2001 | 29.5376
2002 | 68.2889
2003 | 68.2889
2004 | 68.925
2005 | 68.925
2006 | 68.925
2007 | 68.925
2008 | 68.925
2009 | 68.925
2010 | 68.2889
2011 | 70.0632
2012 | 70.0632
2013 | 70.0632
2014 | 70.0632
2015 | 68.925
2016 | 68.2889
2017 | 24.0748
2018 | 24.3694
2019 | 24.3694
2020 | 24.0748
2021 | 24.0748
2022 | 52.4345
2023 | 52.4345
2024 | 53.7435
2025 | 53.7435
2026 | 53.7435
2027 | 55.4574
2028 | 91.1235
2029 | 55.4574
2030 | 83.2991
2031 | 83.2991
2032 | 83.2991
2033 | 83.2991
2034 | 55.4574
2035 | 83.2991
2036 | 83.2991
2037 | 83.2991
2038 | 55.4574
2039 | 53.7435
2040 | 53.7435
2041 | 26.1854
2042 | 30.0527
2043 | 26.1854
2044 | 26.1854
2045 | 28.5688
2046 | 31.6999
2047 | 31.6999
2048 | 62.7131
2049 | 62.7131
2050 | 62.7131
2051 | 62.7131
2052 | 87.434
2053 | 87.434
2054 | 87.434
2055 | 88.0045
2056 | 87.434
2057 | 87.434
2058 | 62.7131
2059 | 62.7131
2060 | 87.434
2061 | 62.7131
2062 | 62.7131
2063 | 62.7131
2064 | 31.6999
2065 | 26.1707
2066 | 25.8592
2067 | 25.8592
2068 | 26.1707
2069 | 26.1707
2070 | 31.6972
2071 | 30.0463
2072 | 55.7468
2073 | 55.7468
2074 | 55.7468
2075 | 57.1228
2076 | 59.9246
2077 | 59.9246
2078 | 59.9246
2079 | 59.9246
2080 | 59.9246
2081 | 59.9246
2082 | 55.7468
2083 | 59.9246
2084 | 87.5929
2085 | 59.9246
2086 | 55.7468
2087 | 57.1228
2088 | 31.6972
2089 | 36.6746
2090 | 36.6746
2091 | 33.1671
2092 | 33.1671
2093 | 33.1671
2094 | 36.6746
2095 | 36.6746
2096 | 58.3583
2097 | 61.9394
2098 | 61.9394
2099 | 61.9394
2100 | 75.027
2101 | 61.9394
2102 | 61.9394
2103 | 61.9394
2104 | 75.027
2105 | 75.027
2106 | 61.9394
2107 | 75.027
2108 | 75.027
2109 | 75.027
2110 | 61.9394
2111 | 54.8111
2112 | 36.6746
2113 | 37.6133
2114 | 37.5475
2115 | 37.6133
2116 | 37.5475
2117 | 37.6133
2118 | 37.6133
2119 | 37.6133
2120 | 46.2949
2121 | 46.2949
2122 | 46.2949
2123 | 72.5095
2124 | 72.5095
2125 | 72.5095
2126 | 72.5095
2127 | 46.2949
2128 | 46.2949
2129 | 46.2949
2130 | 46.2949
2131 | 72.5095
2132 | 72.5095
2133 | 72.5095
2134 | 46.2949
2135 | 46.2949
2136 | 46.2949
2137 | 37.2842
2138 | 37.2842
2139 | 37.2842
2140 | 37.2842
2141 | 37.2842
2142 | 45.4708
2143 | 35.2568
2144 | 37.2842
2145 | 45.4708
2146 | 45.4708
2147 | 46.3797
2148 | 46.3797
2149 | 46.3797
2150 | 46.3797
2151 | 46.3797
2152 | 46.3797
2153 | 46.3797
2154 | 46.3797
2155 | 72.027
2156 | 72.5979
2157 | 72.5979
2158 | 72.5979
2159 | 46.3797
2160 | 46.3797
2161 | 47.715
2162 | 39.788
2163 | 39.788
2164 | 38.5368
2165 | 39.788
2166 | 56.8626
2167 | 72.3712
2168 | 67.3589
2169 | 67.3589
2170 | 67.3589
2171 | 67.3589
2172 | 67.3589
2173 | 67.3589
2174 | 72.3712
2175 | 73.5102
2176 | 73.5102
2177 | 67.3589
2178 | 67.3589
2179 | 73.5102
2180 | 73.5102
2181 | 73.5102
2182 | 67.3589
2183 | 67.3589
2184 | 56.8626
2185 | 57.3313
2186 | 57.3313
2187 | 57.3313
2188 | 55.0076
2189 | 57.3313
2190 | 57.3313
2191 | 57.5663
2192 | 61.6349
2193 | 61.6349
2194 | 61.6349
2195 | 62.1222
2196 | 65.0898
2197 | 61.6349
2198 | 62.1222
2199 | 84.9166
2200 | 84.9166
2201 | 61.6349
2202 | 61.6349
2203 | 62.1222
2204 | 65.0898
2205 | 65.0898
2206 | 61.6349
2207 | 57.5663
2208 | 57.3313
2209 | 17.521
2210 | 17.521
2211 | 17.521
2212 | 17.521
2213 | 39.3482
2214 | 69.8864
2215 | 71.5573
2216 | 69.8864
2217 | 69.8864
2218 | 69.8864
2219 | 74.3876
2220 | 74.3876
2221 | 69.8864
2222 | 74.3876
2223 | 74.3876
2224 | 74.3876
2225 | 74.3876
2226 | 69.8864
2227 | 74.3876
2228 | 74.3876
2229 | 74.3876
2230 | 69.8864
2231 | 69.8864
2232 | 66.3326
2233 | 30.1726
2234 | 35.1544
2235 | 30.1726
2236 | 30.1726
2237 | 35.9922
2238 | 67.6542
2239 | 67.6542
2240 | 67.6542
2241 | 68.49
2242 | 68.7697
2243 | 68.7697
2244 | 68.7697
2245 | 68.7697
2246 | 68.7697
2247 | 71.5978
2248 | 68.7697
2249 | 68.7697
2250 | 68.49
2251 | 68.7697
2252 | 68.7697
2253 | 68.7697
2254 | 68.7697
2255 | 68.49
2256 | 67.6542
2257 | 38.4887
2258 | 25.6224
2259 | 25.6224
2260 | 21.9779
2261 | 38.4887
2262 | 38.4887
2263 | 57.6529
2264 | 53.1409
2265 | 53.1409
2266 | 54.9145
2267 | 57.6529
2268 | 85.2973
2269 | 85.0118
2270 | 57.6529
2271 | 85.2973
2272 | 85.2973
2273 | 85.0118
2274 | 54.9145
2275 | 57.6529
2276 | 85.0118
2277 | 57.6529
2278 | 55.7891
2279 | 53.1409
2280 | 53.1409
2281 | 50.627
2282 | 50.627
2283 | 50.627
2284 | 50.627
2285 | 50.627
2286 | 50.627
2287 | 50.627
2288 | 50.627
2289 | 64.6244
2290 | 64.6815
2291 | 64.6815
2292 | 64.6815
2293 | 64.6815
2294 | 64.6815
2295 | 64.6815
2296 | 64.6815
2297 | 64.6815
2298 | 64.6244
2299 | 64.6815
2300 | 64.6815
2301 | 64.6815
2302 | 64.6815
2303 | 61.2427
2304 | 50.627
2305 | 61.8547
2306 | 61.8547
2307 | 61.8
2308 | 58.5604
2309 | 49.8551
2310 | 49.8551
2311 | 26.4877
2312 | 49.8551
2313 | 58.5604
2314 | 61.8
2315 | 61.8547
2316 | 61.8547
2317 | 62.3484
2318 | 62.3484
2319 | 62.3484
2320 | 62.3484
2321 | 61.8547
2322 | 61.8547
2323 | 62.3484
2324 | 62.3484
2325 | 62.3484
2326 | 62.3484
2327 | 67.3932
2328 | 61.8547
2329 | 16.8942
2330 | 33.8626
2331 | 16.8942
2332 | 16.8942
2333 | 33.8626
2334 | 42.1097
2335 | 42.1097
2336 | 42.1097
2337 | 46.6999
2338 | 61.4828
2339 | 61.4828
2340 | 70.1565
2341 | 61.4828
2342 | 61.4828
2343 | 61.4828
2344 | 61.4828
2345 | 61.4828
2346 | 61.4828
2347 | 70.1565
2348 | 75.8181
2349 | 70.1565
2350 | 61.4828
2351 | 42.1097
2352 | 42.1097
2353 | 42.4888
2354 | 42.4888
2355 | 42.4888
2356 | 42.4888
2357 | 42.4888
2358 | 45.731
2359 | 45.731
2360 | 45.7782
2361 | 45.7782
2362 | 47.6373
2363 | 60.8132
2364 | 60.8132
2365 | 60.8132
2366 | 60.8132
2367 | 60.8132
2368 | 60.8132
2369 | 60.8132
2370 | 60.8132
2371 | 60.8132
2372 | 67.115
2373 | 60.8132
2374 | 60.8132
2375 | 45.7782
2376 | 47.6373
2377 | 27.9532
2378 | 27.9532
2379 | 27.9532
2380 | 27.9532
2381 | 27.9532
2382 | 32.4518
2383 | 32.4518
2384 | 44.9078
2385 | 44.9078
2386 | 44.9078
2387 | 76.7195
2388 | 90.5919
2389 | 76.7195
2390 | 76.7195
2391 | 92.8636
2392 | 76.7195
2393 | 76.7195
2394 | 44.9078
2395 | 76.7195
2396 | 90.5919
2397 | 76.7195
2398 | 54.9511
2399 | 44.9078
2400 | 32.4518
2401 | 52.7071
2402 | 52.7071
2403 | 52.7071
2404 | 44.1541
2405 | 52.7071
2406 | 52.7071
2407 | 52.7071
2408 | 52.7071
2409 | 68.7531
2410 | 66.9555
2411 | 77.4003
2412 | 77.4003
2413 | 77.4003
2414 | 77.4003
2415 | 86.301
2416 | 77.4003
2417 | 77.4003
2418 | 68.7531
2419 | 86.301
2420 | 80.1297
2421 | 86.301
2422 | 77.4003
2423 | 66.9555
2424 | 52.7071
2425 | 31.7511
2426 | 31.7511
2427 | 29.1232
2428 | 29.1232
2429 | 31.7511
2430 | 31.7511
2431 | 31.7511
2432 | 31.7511
2433 | 47.4093
2434 | 53.8094
2435 | 58.2149
2436 | 58.2149
2437 | 58.2149
2438 | 92.0668
2439 | 74.1753
2440 | 74.1753
2441 | 58.2149
2442 | 53.8094
2443 | 74.1753
2444 | 74.1753
2445 | 74.1753
2446 | 53.8094
2447 | 58.2149
2448 | 31.7511
2449 | 42.6725
2450 | 42.6725
2451 | 42.6725
2452 | 42.6725
2453 | 42.6725
2454 | 47.1047
2455 | 42.6725
2456 | 49.4298
2457 | 72.8758
2458 | 67.1637
2459 | 67.1637
2460 | 72.8758
2461 | 72.8758
2462 | 67.1637
2463 | 67.1637
2464 | 67.1637
2465 | 67.1637
2466 | 50.1382
2467 | 50.1382
2468 | 50.1382
2469 | 49.4298
2470 | 49.4298
2471 | 42.6725
2472 | 42.6725
2473 | 54.4394
2474 | 54.4394
2475 | 54.4394
2476 | 54.4394
2477 | 54.4394
2478 | 54.4394
2479 | 54.4394
2480 | 54.4394
2481 | 54.4394
2482 | 54.4394
2483 | 54.4394
2484 | 54.4394
2485 | 56.6642
2486 | 54.4394
2487 | 54.4394
2488 | 54.4394
2489 | 54.4394
2490 | 54.4394
2491 | 58.9277
2492 | 58.9277
2493 | 58.9277
2494 | 58.9277
2495 | 56.6642
2496 | 54.4394
2497 | 17.1923
2498 | 33.8674
2499 | 34.4798
2500 | 35.2231
2501 | 41.801
2502 | 41.801
2503 | 41.801
2504 | 41.801
2505 | 17.1923
2506 | 34.4798
2507 | 74.3587
2508 | 74.3587
2509 | 74.3587
2510 | 74.3587
2511 | 74.3587
2512 | 74.3587
2513 | 74.3587
2514 | 74.3587
2515 | 74.3587
2516 | 74.3587
2517 | 74.3587
2518 | 74.3587
2519 | 41.801
2520 | 41.801
2521 | 36.1682
2522 | 36.1682
2523 | 36.1682
2524 | 34.4292
2525 | 36.1682
2526 | 36.1682
2527 | 34.4292
2528 | 36.1682
2529 | 36.1682
2530 | 38.151
2531 | 51.1594
2532 | 77.1382
2533 | 77.1382
2534 | 77.1382
2535 | 77.1382
2536 | 77.1382
2537 | 51.1594
2538 | 36.1682
2539 | 51.1594
2540 | 77.1382
2541 | 51.1594
2542 | 51.1594
2543 | 36.1682
2544 | 36.1682
2545 | 20.7872
2546 | 20.7872
2547 | 20.7872
2548 | 15.7618
2549 | 15.7618
2550 | 20.7872
2551 | 20.7872
2552 | 49.4752
2553 | 49.4752
2554 | 49.4752
2555 | 52.9113
2556 | 52.9113
2557 | 52.9113
2558 | 52.9113
2559 | 52.9113
2560 | 52.9113
2561 | 52.9113
2562 | 49.4752
2563 | 52.9113
2564 | 52.9113
2565 | 49.4752
2566 | 49.4752
2567 | 49.4752
2568 | 49.4752
2569 | 42.2469
2570 | 42.2469
2571 | 42.2469
2572 | 42.2469
2573 | 42.2469
2574 | 42.2469
2575 | 42.2469
2576 | 42.2469
2577 | 42.2469
2578 | 42.2469
2579 | 42.2469
2580 | 42.2469
2581 | 42.2469
2582 | 50.2776
2583 | 42.2469
2584 | 42.2469
2585 | 42.2469
2586 | 42.2469
2587 | 52.6022
2588 | 52.6022
2589 | 52.6022
2590 | 52.6022
2591 | 50.2776
2592 | 42.2469
2593 | 14.8811
2594 | 12.9839
2595 | 12.9839
2596 | 12.9839
2597 | 12.9839
2598 | 12.9839
2599 | 12.9839
2600 | 10.9303
2601 | 12.9839
2602 | 34.0182
2603 | 53.0817
2604 | 53.0817
2605 | 53.0817
2606 | 53.0817
2607 | 53.0817
2608 | 53.0817
2609 | 53.0817
2610 | 53.0817
2611 | 53.0817
2612 | 59.1387
2613 | 59.1387
2614 | 59.1387
2615 | 53.0817
2616 | 53.0817
2617 | 9.5139
2618 | 9.5139
2619 | 9.5139
2620 | 9.5139
2621 | 9.5139
2622 | 17.4939
2623 | 17.4939
2624 | 17.4939
2625 | 17.4939
2626 | 17.4939
2627 | 17.4939
2628 | 53.0751
2629 | 53.0751
2630 | 53.0751
2631 | 53.0751
2632 | 17.4939
2633 | 17.4939
2634 | 17.4939
2635 | 53.0751
2636 | 53.0751
2637 | 53.0751
2638 | 17.4939
2639 | 17.4939
2640 | 17.4939
2641 | 13.0286
2642 | 13.0286
2643 | 13.0286
2644 | 13.0286
2645 | 13.0286
2646 | 13.0286
2647 | 13.0286
2648 | 13.0286
2649 | 13.0286
2650 | 13.0286
2651 | 13.3024
2652 | 13.3024
2653 | 16.1974
2654 | 13.3024
2655 | 13.3024
2656 | 13.3024
2657 | 13.0286
2658 | 13.0286
2659 | 16.1974
2660 | 49.079
2661 | 57.33
2662 | 13.3024
2663 | 13.3024
2664 | 16.1974
2665 | 12.5279
2666 | 12.5279
2667 | 12.5279
2668 | 12.5279
2669 | 12.5279
2670 | 21.2456
2671 | 21.2456
2672 | 46.1045
2673 | 59.9846
2674 | 59.9846
2675 | 59.9846
2676 | 59.9846
2677 | 59.9846
2678 | 59.9846
2679 | 59.9846
2680 | 59.9846
2681 | 59.9846
2682 | 59.9846
2683 | 59.9846
2684 | 59.9846
2685 | 59.9846
2686 | 59.9846
2687 | 46.1045
2688 | 21.2456
2689 | 9.7695
2690 | 9.7695
2691 | 9.7695
2692 | 9.7695
2693 | 9.7695
2694 | 9.9758
2695 | 9.9758
2696 | 48.0647
2697 | 48.0647
2698 | 48.0647
2699 | 59.6073
2700 | 75.7806
2701 | 59.6073
2702 | 59.6073
2703 | 75.7806
2704 | 59.6073
2705 | 59.6073
2706 | 48.0647
2707 | 59.6073
2708 | 59.6073
2709 | 59.6073
2710 | 59.6073
2711 | 48.0647
2712 | 9.9758
2713 | 8.9958
2714 | 8.9958
2715 | 5.2166
2716 | 5.2166
2717 | 8.1241
2718 | 8.1241
2719 | 8.1241
2720 | 8.1241
2721 | 8.1241
2722 | 8.9958
2723 | 24.3643
2724 | 20.156
2725 | 20.156
2726 | 20.156
2727 | 39.7863
2728 | 39.7863
2729 | 39.7863
2730 | 8.1241
2731 | 39.7863
2732 | 91.8946
2733 | 24.3643
2734 | 20.156
2735 | 8.1241
2736 | 8.1241
2737 | 5.5628
2738 | 5.5628
2739 | 5.5658
2740 | 5.5718
2741 | 7.6951
2742 | 7.6951
2743 | 7.3693
2744 | 7.6951
2745 | 16.8864
2746 | 17.3777
2747 | 17.3777
2748 | 31.9488
2749 | 31.9488
2750 | 40.5068
2751 | 58.8309
2752 | 92.7097
2753 | 31.9488
2754 | 13.4264
2755 | 17.3777
2756 | 40.5068
2757 | 40.5068
2758 | 31.9488
2759 | 13.4264
2760 | 19.144
2761 | 12.6715
2762 | 12.6715
2763 | 12.4823
2764 | 12.4823
2765 | 12.4823
2766 | 15.063
2767 | 15.063
2768 | 28.6265
2769 | 28.6265
2770 | 31.1358
2771 | 38.7226
2772 | 38.7226
2773 | 38.7226
2774 | 38.7226
2775 | 38.7226
2776 | 38.7226
2777 | 38.7226
2778 | 28.6265
2779 | 38.7226
2780 | 38.7226
2781 | 38.7226
2782 | 28.6265
2783 | 17.2773
2784 | 15.063
2785 | 31.3218
2786 | 31.3218
2787 | 31.3218
2788 | 31.3218
2789 | 31.3218
2790 | 31.3218
2791 | 31.3218
2792 | 31.3218
2793 | 31.3218
2794 | 31.3218
2795 | 41.9724
2796 | 41.9724
2797 | 41.9724
2798 | 41.9724
2799 | 41.9724
2800 | 31.3218
2801 | 31.3218
2802 | 31.3218
2803 | 41.9724
2804 | 41.9724
2805 | 41.9724
2806 | 41.9724
2807 | 31.3218
2808 | 31.3218
2809 | 32.9438
2810 | 32.9438
2811 | 32.9438
2812 | 32.9438
2813 | 32.9438
2814 | 32.9438
2815 | 32.9438
2816 | 32.9438
2817 | 32.9438
2818 | 32.9438
2819 | 36.5638
2820 | 36.5638
2821 | 36.5638
2822 | 36.5638
2823 | 36.5638
2824 | 32.9438
2825 | 32.9438
2826 | 32.9438
2827 | 36.5638
2828 | 36.5638
2829 | 36.5638
2830 | 36.5638
2831 | 36.5638
2832 | 36.5638
2833 | 19.316
2834 | 19.316
2835 | 19.316
2836 | 19.316
2837 | 19.316
2838 | 19.316
2839 | 19.4776
2840 | 19.4776
2841 | 22.1541
2842 | 28.6097
2843 | 28.6097
2844 | 36.5519
2845 | 36.5519
2846 | 36.5519
2847 | 60.0882
2848 | 60.0882
2849 | 60.0882
2850 | 36.5519
2851 | 60.0882
2852 | 60.6583
2853 | 60.0882
2854 | 36.5519
2855 | 19.4776
2856 | 19.4776
2857 | 17.1905
2858 | 17.1905
2859 | 17.1905
2860 | 17.1905
2861 | 17.1905
2862 | 17.1905
2863 | 17.1905
2864 | 34.4144
2865 | 34.6294
2866 | 34.6294
2867 | 59.7996
2868 | 60.9371
2869 | 59.7996
2870 | 34.6294
2871 | 34.6294
2872 | 34.6294
2873 | 34.6294
2874 | 34.6294
2875 | 34.6294
2876 | 34.6294
2877 | 34.6294
2878 | 34.6294
2879 | 34.4144
2880 | 17.1905
2881 | 31.1882
2882 | 31.1882
2883 | 25.3621
2884 | 25.3621
2885 | 25.3621
2886 | 31.1882
2887 | 25.3621
2888 | 25.3621
2889 | 25.3621
2890 | 25.3621
2891 | 31.6613
2892 | 31.8992
2893 | 45.846
2894 | 45.846
2895 | 45.846
2896 | 31.6613
2897 | 31.1882
2898 | 25.3621
2899 | 31.8992
2900 | 45.846
2901 | 45.846
2902 | 45.846
2903 | 31.6613
2904 | 31.1882
2905 | 24.6377
2906 | 24.6377
2907 | 24.6377
2908 | 24.6377
2909 | 24.6377
2910 | 24.6377
2911 | 26.2282
2912 | 54.4626
2913 | 59.8045
2914 | 59.8045
2915 | 59.8045
2916 | 59.8045
2917 | 59.8045
2918 | 59.8045
2919 | 59.8045
2920 | 59.8045
2921 | 59.8045
2922 | 59.8045
2923 | 59.8045
2924 | 60.6586
2925 | 59.8045
2926 | 59.8045
2927 | 60.6586
2928 | 26.2282
2929 | 48.1665
2930 | 72.5377
2931 | 47.2923
2932 | 47.2923
2933 | 47.2923
2934 | 48.1665
2935 | 48.1665
2936 | 49.1023
2937 | 49.1023
2938 | 50.0471
2939 | 49.1023
2940 | 49.1023
2941 | 49.1023
2942 | 49.1023
2943 | 50.0471
2944 | 49.1023
2945 | 48.1665
2946 | 48.1665
2947 | 49.1023
2948 | 49.1023
2949 | 48.1665
2950 | 48.1665
2951 | 49.1023
2952 | 48.1665
2953 | 47.5921
2954 | 46.2587
2955 | 40.7241
2956 | 40.7241
2957 | 47.5921
2958 | 47.5921
2959 | 47.5921
2960 | 72.4717
2961 | 56.3426
2962 | 56.3426
2963 | 56.3426
2964 | 56.3426
2965 | 56.3426
2966 | 56.3426
2967 | 56.3426
2968 | 56.3426
2969 | 56.3426
2970 | 56.3426
2971 | 56.3426
2972 | 72.4717
2973 | 56.3426
2974 | 56.3426
2975 | 56.3426
2976 | 48.5695
2977 | 55.9793
2978 | 55.9793
2979 | 55.9793
2980 | 55.9793
2981 | 55.9793
2982 | 37.6836
2983 | 35.5449
2984 | 37.6836
2985 | 55.9793
2986 | 55.9793
2987 | 55.9793
2988 | 55.9793
2989 | 65.3324
2990 | 65.3324
2991 | 65.3324
2992 | 55.9793
2993 | 55.9793
2994 | 55.9793
2995 | 65.3324
2996 | 65.3324
2997 | 65.3324
2998 | 65.3324
2999 | 65.3324
3000 | 55.9793
3001 | 51.8574
3002 | 51.8574
3003 | 51.8574
3004 | 51.8574
3005 | 51.8574
3006 | 51.8574
3007 | 55.7495
3008 | 70.9675
3009 | 76.9692
3010 | 76.9692
3011 | 76.9692
3012 | 76.9692
3013 | 76.9692
3014 | 76.9692
3015 | 82.5846
3016 | 82.5846
3017 | 76.9692
3018 | 76.9692
3019 | 82.5846
3020 | 82.5846
3021 | 82.5846
3022 | 76.9692
3023 | 76.9692
3024 | 70.9675
3025 | 63.8079
3026 | 63.8079
3027 | 55.0237
3028 | 55.0237
3029 | 63.8079
3030 | 67.1078
3031 | 67.1078
3032 | 73.9465
3033 | 73.9465
3034 | 79.3901
3035 | 79.3901
3036 | 79.3901
3037 | 79.3901
3038 | 79.3901
3039 | 84.4547
3040 | 79.3901
3041 | 79.3901
3042 | 73.9465
3043 | 79.3901
3044 | 84.4547
3045 | 79.3901
3046 | 78.8371
3047 | 73.9465
3048 | 67.1078
3049 | 65.6817
3050 | 65.6817
3051 | 63.1374
3052 | 63.1374
3053 | 65.6817
3054 | 71.8664
3055 | 71.8664
3056 | 80.5456
3057 | 80.5456
3058 | 80.5456
3059 | 80.5456
3060 | 80.5456
3061 | 80.5456
3062 | 80.5456
3063 | 80.5456
3064 | 80.5456
3065 | 80.5456
3066 | 80.5456
3067 | 80.5456
3068 | 84.4982
3069 | 80.5456
3070 | 80.5456
3071 | 80.5456
3072 | 65.6817
3073 | 70.1955
3074 | 70.1955
3075 | 68.6736
3076 | 67.168
3077 | 70.1955
3078 | 76.9857
3079 | 77.7093
3080 | 77.7093
3081 | 78.0581
3082 | 78.0581
3083 | 85.2095
3084 | 88.0434
3085 | 88.0434
3086 | 88.0434
3087 | 88.0434
3088 | 88.0434
3089 | 85.2095
3090 | 78.0581
3091 | 88.0434
3092 | 88.0434
3093 | 88.0434
3094 | 78.5226
3095 | 77.7093
3096 | 76.9857
3097 | 30.719
3098 | 30.719
3099 | 30.719
3100 | 26.6521
3101 | 30.719
3102 | 64.6977
3103 | 64.6977
3104 | 73.9172
3105 | 73.9172
3106 | 73.9172
3107 | 73.9172
3108 | 73.9172
3109 | 73.9172
3110 | 73.9172
3111 | 73.9172
3112 | 73.9172
3113 | 73.9172
3114 | 73.9172
3115 | 73.9172
3116 | 81.4488
3117 | 73.9172
3118 | 73.9172
3119 | 73.9172
3120 | 43.4964
3121 | 18.1636
3122 | 20.3837
3123 | 18.1636
3124 | 18.1636
3125 | 20.3837
3126 | 25.0429
3127 | 25.0429
3128 | 42.3384
3129 | 50.5173
3130 | 50.5173
3131 | 64.9009
3132 | 64.9009
3133 | 64.9009
3134 | 60.3969
3135 | 81.6544
3136 | 50.5173
3137 | 50.5173
3138 | 50.5173
3139 | 64.9009
3140 | 64.9009
3141 | 64.9009
3142 | 60.3969
3143 | 50.5173
3144 | 42.3384
3145 | 31
3146 | 31
3147 | 31
3148 | 31
3149 | 31
3150 | 31
3151 | 28.208
3152 | 31
3153 | 31
3154 | 31
3155 | 43.6337
3156 | 62.1914
3157 | 62.1914
3158 | 62.1914
3159 | 47.3391
3160 | 43.6337
3161 | 31.991
3162 | 31.991
3163 | 62.1914
3164 | 64.3929
3165 | 64.3929
3166 | 62.1914
3167 | 62.1914
3168 | 47.3391
3169 | 7.0014
3170 | 7.0014
3171 | 7.0014
3172 | 7.0014
3173 | 13.2732
3174 | 13.5254
3175 | 28.4148
3176 | 27.6923
3177 | 27.6923
3178 | 44.0936
3179 | 44.6047
3180 | 44.6047
3181 | 44.6047
3182 | 44.6047
3183 | 44.6047
3184 | 44.6047
3185 | 44.6047
3186 | 44.6047
3187 | 44.6047
3188 | 68.7879
3189 | 44.6047
3190 | 44.6047
3191 | 27.6923
3192 | 27.6923
3193 | 6.8002
3194 | 6.8002
3195 | 6.8002
3196 | 6.8002
3197 | 6.8002
3198 | 24.8358
3199 | 36.6239
3200 | 27.2981
3201 | 27.2981
3202 | 27.2981
3203 | 36.6239
3204 | 68.1798
3205 | 36.6239
3206 | 36.6239
3207 | 36.6239
3208 | 36.6239
3209 | 36.6239
3210 | 36.6239
3211 | 68.1798
3212 | 68.75
3213 | 36.6239
3214 | 27.2981
3215 | 27.2981
3216 | 22.9755
3217 | 18.2493
3218 | 18.2493
3219 | 18.2493
3220 | 18.2493
3221 | 18.2493
3222 | 18.2493
3223 | 18.2493
3224 | 18.2493
3225 | 19.0447
3226 | 19.0447
3227 | 19.0447
3228 | 19.0447
3229 | 19.0447
3230 | 19.0447
3231 | 19.0447
3232 | 19.0447
3233 | 19.0447
3234 | 19.0447
3235 | 20.9665
3236 | 86.6146
3237 | 28.5838
3238 | 20.9665
3239 | 18.5126
3240 | 18.2493
3241 | 14.0052
3242 | 14.0052
3243 | 14.0052
3244 | 14.0052
3245 | 14.0052
3246 | 17.584
3247 | 17.584
3248 | 17.584
3249 | 17.6091
3250 | 17.8102
3251 | 21.5143
3252 | 24.3741
3253 | 24.3741
3254 | 24.3741
3255 | 86.4442
3256 | 24.3741
3257 | 24.3741
3258 | 21.5143
3259 | 40.205
3260 | 91.5148
3261 | 24.3741
3262 | 24.3741
3263 | 17.584
3264 | 17.584
3265 | 18.9093
3266 | 18.9093
3267 | 18.9093
3268 | 18.9093
3269 | 18.9093
3270 | 18.9093
3271 | 18.9093
3272 | 26.8986
3273 | 26.8986
3274 | 26.8986
3275 | 34.262
3276 | 41.4348
3277 | 34.262
3278 | 41.4348
3279 | 41.4348
3280 | 41.4348
3281 | 41.4348
3282 | 26.8986
3283 | 46.9753
3284 | 46.9753
3285 | 46.9753
3286 | 41.4348
3287 | 26.8986
3288 | 18.9093
3289 | 10.2873
3290 | 10.287
3291 | 10.287
3292 | 10.287
3293 | 10.287
3294 | 10.2873
3295 | 11.3857
3296 | 42.8447
3297 | 45.6571
3298 | 45.6571
3299 | 45.6571
3300 | 45.6571
3301 | 45.6571
3302 | 45.6571
3303 | 45.6571
3304 | 45.6571
3305 | 45.6571
3306 | 45.6571
3307 | 45.6571
3308 | 45.6571
3309 | 45.6571
3310 | 45.6571
3311 | 42.8447
3312 | 11.3857
3313 | 34.3052
3314 | 27.4083
3315 | 27.4083
3316 | 27.4083
3317 | 27.4083
3318 | 10.2818
3319 | 10.0067
3320 | 10.2818
3321 | 34.3052
3322 | 34.3052
3323 | 47.5171
3324 | 47.5171
3325 | 47.5171
3326 | 47.5171
3327 | 34.3052
3328 | 34.3052
3329 | 34.3052
3330 | 34.3052
3331 | 47.5171
3332 | 47.5171
3333 | 47.5171
3334 | 34.3052
3335 | 34.3052
3336 | 34.3052
3337 | 10.6985
3338 | 10.6985
3339 | 10.6985
3340 | 10.6985
3341 | 38.6825
3342 | 39.1869
3343 | 38.6825
3344 | 39.1869
3345 | 39.1869
3346 | 39.1869
3347 | 41.7581
3348 | 47.1456
3349 | 47.1456
3350 | 47.1456
3351 | 47.1456
3352 | 47.1456
3353 | 47.1456
3354 | 41.7581
3355 | 47.1456
3356 | 49.9619
3357 | 47.1456
3358 | 41.7581
3359 | 39.1869
3360 | 39.1869
3361 | 17.8595
3362 | 17.8595
3363 | 17.8595
3364 | 17.8595
3365 | 20.5108
3366 | 20.786
3367 | 20.786
3368 | 20.786
3369 | 20.786
3370 | 20.786
3371 | 20.786
3372 | 25.1343
3373 | 20.786
3374 | 20.786
3375 | 25.1343
3376 | 25.1343
3377 | 25.1343
3378 | 20.786
3379 | 26.6754
3380 | 89.0146
3381 | 25.1343
3382 | 25.1343
3383 | 20.786
3384 | 20.786
3385 | 5.2071
3386 | 5.2071
3387 | 5.2071
3388 | 5.2071
3389 | 5.2071
3390 | 8.1624
3391 | 5.2071
3392 | 5.2071
3393 | 20.4885
3394 | 20.4885
3395 | 26.3525
3396 | 26.3525
3397 | 20.4885
3398 | 20.4885
3399 | 88.608
3400 | 88.608
3401 | 20.4885
3402 | 20.4885
3403 | 24.8174
3404 | 26.3525
3405 | 24.8174
3406 | 24.8174
3407 | 8.1624
3408 | 8.1624
3409 | 6.783
3410 | 6.783
3411 | 6.783
3412 | 6.783
3413 | 6.783
3414 | 6.783
3415 | 9.0822
3416 | 9.0822
3417 | 9.1005
3418 | 9.1005
3419 | 17.8554
3420 | 88.8327
3421 | 24.9924
3422 | 24.9924
3423 | 24.9924
3424 | 24.9924
3425 | 24.8351
3426 | 9.0822
3427 | 24.9924
3428 | 24.9924
3429 | 24.9924
3430 | 9.0822
3431 | 9.0822
3432 | 6.783
3433 | 8.9126
3434 | 8.9126
3435 | 8.9126
3436 | 8.9126
3437 | 8.9126
3438 | 9.9356
3439 | 8.9126
3440 | 8.9126
3441 | 9.9356
3442 | 33.4428
3443 | 47.0302
3444 | 47.0302
3445 | 47.0302
3446 | 47.0302
3447 | 47.0302
3448 | 47.0302
3449 | 47.0302
3450 | 33.4428
3451 | 47.0302
3452 | 47.0302
3453 | 33.4428
3454 | 13.474
3455 | 13.474
3456 | 9.9356
3457 | 12.8008
3458 | 12.8008
3459 | 12.8008
3460 | 12.8008
3461 | 12.8008
3462 | 12.8008
3463 | 26.7941
3464 | 26.7941
3465 | 26.7941
3466 | 26.7941
3467 | 26.7941
3468 | 26.7941
3469 | 26.7941
3470 | 26.7941
3471 | 26.7941
3472 | 26.7941
3473 | 26.7941
3474 | 26.7941
3475 | 46.8642
3476 | 46.8642
3477 | 26.7941
3478 | 26.7941
3479 | 26.7941
3480 | 26.7941
3481 | 33.3346
3482 | 13.8059
3483 | 13.8059
3484 | 13.8059
3485 | 13.8059
3486 | 13.8055
3487 | 12.4487
3488 | 13.8059
3489 | 13.8059
3490 | 33.3346
3491 | 37.2271
3492 | 37.2271
3493 | 37.2271
3494 | 37.2271
3495 | 37.2271
3496 | 33.3346
3497 | 33.3346
3498 | 33.3346
3499 | 37.2271
3500 | 37.2271
3501 | 37.2271
3502 | 37.2271
3503 | 33.3346
3504 | 33.3346
3505 | 9.8261
3506 | 9.8261
3507 | 10.0918
3508 | 10.0918
3509 | 10.3746
3510 | 45.0072
3511 | 32.7215
3512 | 32.7215
3513 | 32.7215
3514 | 32.7675
3515 | 32.7675
3516 | 32.7675
3517 | 32.7675
3518 | 45.0072
3519 | 45.0072
3520 | 45.0072
3521 | 32.7675
3522 | 32.7675
3523 | 45.0072
3524 | 50.56
3525 | 32.7675
3526 | 32.7675
3527 | 32.7215
3528 | 32.7215
3529 | 9.7712
3530 | 9.7712
3531 | 9.7712
3532 | 9.7712
3533 | 9.7712
3534 | 46.7976
3535 | 36.2677
3536 | 36.2677
3537 | 36.2677
3538 | 46.7976
3539 | 46.7976
3540 | 46.7976
3541 | 36.2677
3542 | 36.2677
3543 | 36.2677
3544 | 46.7976
3545 | 46.7976
3546 | 36.2677
3547 | 46.7976
3548 | 46.7976
3549 | 46.7976
3550 | 36.2677
3551 | 36.2677
3552 | 12.5408
3553 | 13.7695
3554 | 13.7695
3555 | 9.3894
3556 | 9.3894
3557 | 13.7695
3558 | 13.7695
3559 | 13.7695
3560 | 22.3097
3561 | 22.3097
3562 | 22.3097
3563 | 22.3097
3564 | 22.3097
3565 | 22.3097
3566 | 22.3097
3567 | 61.0885
3568 | 22.3097
3569 | 22.3097
3570 | 22.3097
3571 | 35.814
3572 | 35.814
3573 | 35.814
3574 | 22.3097
3575 | 13.7695
3576 | 13.7695
3577 | 8.7001
3578 | 8.7001
3579 | 7.7942
3580 | 7.7942
3581 | 8.7001
3582 | 12.2471
3583 | 12.2471
3584 | 12.2471
3585 | 41.6931
3586 | 41.6931
3587 | 49.9598
3588 | 52.4997
3589 | 52.4997
3590 | 52.4997
3591 | 52.4997
3592 | 52.4997
3593 | 52.4997
3594 | 41.6931
3595 | 49.9598
3596 | 52.4997
3597 | 41.6931
3598 | 41.6931
3599 | 12.2471
3600 | 8.7001
3601 | 10.5621
3602 | 10.5621
3603 | 7.687
3604 | 10.5621
3605 | 10.5621
3606 | 12.1777
3607 | 12.1777
3608 | 12.1777
3609 | 26.5117
3610 | 26.5117
3611 | 36.631
3612 | 55.8051
3613 | 36.631
3614 | 36.631
3615 | 36.631
3616 | 36.631
3617 | 36.631
3618 | 26.5117
3619 | 60.0397
3620 | 41.2303
3621 | 41.2303
3622 | 36.631
3623 | 12.1777
3624 | 12.1777
3625 | 14.5346
3626 | 14.5346
3627 | 9.898
3628 | 9.898
3629 | 14.5346
3630 | 14.5346
3631 | 14.5346
3632 | 16.5305
3633 | 40.2656
3634 | 40.2656
3635 | 40.2656
3636 | 40.2656
3637 | 40.2656
3638 | 40.2656
3639 | 40.2656
3640 | 40.2656
3641 | 40.2656
3642 | 40.2656
3643 | 40.2656
3644 | 45.8016
3645 | 40.2656
3646 | 40.2656
3647 | 40.2656
3648 | 32.3411
3649 | 15.6677
3650 | 15.6677
3651 | 15.6677
3652 | 15.6677
3653 | 15.6677
3654 | 15.6677
3655 | 15.6677
3656 | 15.6677
3657 | 15.6677
3658 | 15.6677
3659 | 18.716
3660 | 18.716
3661 | 18.716
3662 | 29.9871
3663 | 29.9871
3664 | 29.9871
3665 | 29.9871
3666 | 18.716
3667 | 38.5884
3668 | 38.5884
3669 | 38.5884
3670 | 38.5884
3671 | 18.716
3672 | 15.6677
3673 | 12.2913
3674 | 10.7965
3675 | 12.4375
3676 | 10.7965
3677 | 10.7965
3678 | 10.7965
3679 | 10.7965
3680 | 12.2913
3681 | 12.2913
3682 | 12.2913
3683 | 31.4661
3684 | 31.4661
3685 | 31.4661
3686 | 31.4661
3687 | 31.4661
3688 | 31.4661
3689 | 12.4375
3690 | 12.4375
3691 | 31.4661
3692 | 47.0473
3693 | 31.4661
3694 | 31.4661
3695 | 12.4375
3696 | 12.2913
3697 | 8.931
3698 | 8.931
3699 | 8.931
3700 | 8.931
3701 | 8.931
3702 | 10.178
3703 | 11.3593
3704 | 30.6403
3705 | 33.0115
3706 | 33.0115
3707 | 33.0115
3708 | 46.1927
3709 | 33.0115
3710 | 46.1927
3711 | 46.1927
3712 | 46.1927
3713 | 46.1927
3714 | 33.0115
3715 | 33.0115
3716 | 46.1927
3717 | 46.1927
3718 | 33.0115
3719 | 30.6403
3720 | 30.6403
3721 | 20.7285
3722 | 20.7285
3723 | 20.7285
3724 | 11.4096
3725 | 20.7285
3726 | 20.7285
3727 | 20.7285
3728 | 26.8276
3729 | 26.8276
3730 | 39.8844
3731 | 53.2113
3732 | 53.2113
3733 | 53.2113
3734 | 53.2113
3735 | 53.2113
3736 | 53.2113
3737 | 53.2113
3738 | 53.2113
3739 | 53.2113
3740 | 53.2113
3741 | 53.2113
3742 | 39.8844
3743 | 26.8276
3744 | 26.8276
3745 | 7.4459
3746 | 7.4459
3747 | 6.6475
3748 | 6.6475
3749 | 7.4459
3750 | 23.0995
3751 | 23.0995
3752 | 23.4906
3753 | 46.728
3754 | 46.728
3755 | 46.728
3756 | 60.1657
3757 | 34.76
3758 | 46.728
3759 | 46.728
3760 | 46.728
3761 | 34.76
3762 | 34.76
3763 | 30.7236
3764 | 60.1657
3765 | 34.76
3766 | 23.4906
3767 | 23.0995
3768 | 7.5905
3769 | 36.5128
3770 | 36.569
3771 | 12.2299
3772 | 12.2299
3773 | 12.2299
3774 | 36.5128
3775 | 36.5128
3776 | 36.5128
3777 | 36.5128
3778 | 36.569
3779 | 36.569
3780 | 37.6751
3781 | 36.5128
3782 | 36.5128
3783 | 37.6751
3784 | 36.5128
3785 | 36.5128
3786 | 36.5128
3787 | 36.569
3788 | 37.6751
3789 | 36.569
3790 | 36.5128
3791 | 36.5128
3792 | 36.569
3793 | 23.4557
3794 | 23.4557
3795 | 23.4557
3796 | 23.4557
3797 | 23.4557
3798 | 23.4557
3799 | 23.4557
3800 | 23.4557
3801 | 27.4548
3802 | 27.4548
3803 | 27.4548
3804 | 27.4548
3805 | 36.5282
3806 | 36.5282
3807 | 27.4548
3808 | 27.4548
3809 | 27.4548
3810 | 27.4548
3811 | 36.5282
3812 | 36.5282
3813 | 36.5282
3814 | 27.4548
3815 | 27.4548
3816 | 27.4548
3817 | 16.5493
3818 | 16.5493
3819 | 16.4355
3820 | 16.4355
3821 | 16.4355
3822 | 14.5782
3823 | 14.5782
3824 | 14.5782
3825 | 16.4355
3826 | 16.5493
3827 | 32.6585
3828 | 32.6585
3829 | 32.6585
3830 | 32.6585
3831 | 32.6585
3832 | 32.6585
3833 | 32.6585
3834 | 32.6585
3835 | 33.7861
3836 | 33.7861
3837 | 33.7861
3838 | 33.7861
3839 | 33.7861
3840 | 32.6585
3841 | 8.2975
3842 | 8.2975
3843 | 8.2975
3844 | 8.2975
3845 | 9.424
3846 | 9.424
3847 | 18.3548
3848 | 20.19
3849 | 20.19
3850 | 27.3551
3851 | 27.3551
3852 | 27.3551
3853 | 27.3551
3854 | 27.3551
3855 | 27.3551
3856 | 27.3551
3857 | 27.3551
3858 | 27.3551
3859 | 27.3551
3860 | 52.4587
3861 | 27.3551
3862 | 27.3551
3863 | 20.19
3864 | 20.19
3865 | 4.5603
3866 | 4.5603
3867 | 4.5603
3868 | 4.5603
3869 | 4.5603
3870 | 5.2075
3871 | 5.2075
3872 | 11.3462
3873 | 11.3462
3874 | 13.5411
3875 | 21.1207
3876 | 21.1207
3877 | 21.1207
3878 | 21.1207
3879 | 87.5803
3880 | 40.5321
3881 | 21.1207
3882 | 11.3462
3883 | 13.5411
3884 | 21.1207
3885 | 11.3462
3886 | 11.3462
3887 | 11.3462
3888 | 5.2075
3889 | 6.034
3890 | 6.034
3891 | 5.1988
3892 | 5.1988
3893 | 6.034
3894 | 6.034
3895 | 6.034
3896 | 8.0275
3897 | 8.0275
3898 | 10.3688
3899 | 21.1055
3900 | 21.1055
3901 | 21.1055
3902 | 21.1055
3903 | 40.5136
3904 | 40.5136
3905 | 21.1055
3906 | 8.0275
3907 | 21.1055
3908 | 87.5598
3909 | 21.1055
3910 | 8.0275
3911 | 8.0275
3912 | 6.034
3913 | 9.4689
3914 | 9.4689
3915 | 9.4689
3916 | 9.4689
3917 | 9.4689
3918 | 10.7956
3919 | 10.7956
3920 | 10.7956
3921 | 10.7959
3922 | 15.9444
3923 | 15.9444
3924 | 15.9444
3925 | 15.9444
3926 | 15.9444
3927 | 15.9444
3928 | 15.9444
3929 | 15.9444
3930 | 15.9444
3931 | 43.2646
3932 | 43.2646
3933 | 15.9444
3934 | 15.9444
3935 | 10.7959
3936 | 10.7959
3937 | 18.0938
3938 | 18.0934
3939 | 18.0934
3940 | 18.0934
3941 | 18.0938
3942 | 18.6185
3943 | 18.6185
3944 | 18.6185
3945 | 18.6185
3946 | 18.6185
3947 | 25.9112
3948 | 25.9112
3949 | 25.9112
3950 | 25.9112
3951 | 26.5361
3952 | 26.308
3953 | 25.9112
3954 | 20.926
3955 | 26.5361
3956 | 26.5361
3957 | 26.5361
3958 | 26.5361
3959 | 25.9112
3960 | 18.6185
3961 | 17.4762
3962 | 17.4762
3963 | 17.1585
3964 | 17.1585
3965 | 17.1585
3966 | 17.1585
3967 | 17.4762
3968 | 17.4762
3969 | 22.8085
3970 | 24.2283
3971 | 24.2283
3972 | 24.2283
3973 | 24.2283
3974 | 24.2283
3975 | 24.2283
3976 | 24.2283
3977 | 24.2283
3978 | 24.2283
3979 | 24.2283
3980 | 27.765
3981 | 24.2283
3982 | 24.2283
3983 | 22.8085
3984 | 17.4762
3985 | 20.485
3986 | 20.485
3987 | 20.485
3988 | 20.485
3989 | 20.485
3990 | 20.485
3991 | 20.1201
3992 | 20.485
3993 | 20.485
3994 | 20.485
3995 | 20.485
3996 | 24.2801
3997 | 24.2801
3998 | 24.2801
3999 | 24.2801
4000 | 20.485
4001 | 20.485
4002 | 20.485
4003 | 24.6785
4004 | 24.6785
4005 | 24.6785
4006 | 24.6785
4007 | 24.6785
4008 | 24.2801
4009 | 11.6484
4010 | 11.6484
4011 | 11.6484
4012 | 11.6484
4013 | 11.6484
4014 | 16.5169
4015 | 15.1254
4016 | 15.1254
4017 | 16.5169
4018 | 16.9379
4019 | 16.9379
4020 | 16.9379
4021 | 16.9379
4022 | 16.9379
4023 | 16.9379
4024 | 16.9379
4025 | 16.9379
4026 | 16.9379
4027 | 18.5265
4028 | 44.3925
4029 | 44.3925
4030 | 16.9379
4031 | 16.9379
4032 | 15.1254
4033 | 10.6834
4034 | 10.6834
4035 | 10.6834
4036 | 10.6834
4037 | 10.6834
4038 | 11.5419
4039 | 11.5419
4040 | 12.4387
4041 | 12.4387
4042 | 30.8827
4043 | 30.8827
4044 | 31.7061
4045 | 31.7061
4046 | 31.7061
4047 | 31.7061
4048 | 31.7061
4049 | 31.7061
4050 | 30.8827
4051 | 31.7061
4052 | 60.2944
4053 | 31.7061
4054 | 29.668
4055 | 12.4387
4056 | 11.5419
4057 | 5.2708
4058 | 5.2708
4059 | 5.2708
4060 | 5.2708
4061 | 5.2708
4062 | 5.2708
4063 | 5.4403
4064 | 21.137
4065 | 21.4186
4066 | 21.4186
4067 | 21.4186
4068 | 21.4186
4069 | 21.4186
4070 | 40.5518
4071 | 87.6022
4072 | 40.5518
4073 | 21.4186
4074 | 21.4186
4075 | 21.4186
4076 | 21.4186
4077 | 21.4186
4078 | 21.137
4079 | 19.2179
4080 | 5.2708
4081 | 11.1001
4082 | 11.1817
4083 | 11.1001
4084 | 11.1001
4085 | 11.1817
4086 | 11.1817
4087 | 11.2678
4088 | 23.6734
4089 | 23.6734
4090 | 39.9787
4091 | 44.4325
4092 | 44.4325
4093 | 44.4325
4094 | 44.4325
4095 | 23.6734
4096 | 39.9787
4097 | 39.9787
4098 | 23.6734
4099 | 39.9787
4100 | 44.4325
4101 | 39.9787
4102 | 39.4385
4103 | 23.6734
4104 | 11.2678
4105 | 8.9697
4106 | 8.9697
4107 | 8.9697
4108 | 8.9697
4109 | 8.9697
4110 | 8.9697
4111 | 16.1077
4112 | 15.8007
4113 | 16.1077
4114 | 16.1077
4115 | 31.6703
4116 | 55.2645
4117 | 55.2645
4118 | 55.2645
4119 | 55.2645
4120 | 55.2645
4121 | 31.6703
4122 | 15.8007
4123 | 31.6703
4124 | 55.2645
4125 | 16.1077
4126 | 15.8007
4127 | 15.8007
4128 | 15.8007
4129 | 23.2911
4130 | 23.2911
4131 | 23.2911
4132 | 23.2911
4133 | 23.2911
4134 | 23.2911
4135 | 23.2911
4136 | 28.4119
4137 | 28.9806
4138 | 28.9806
4139 | 28.9806
4140 | 28.9806
4141 | 28.9806
4142 | 28.9806
4143 | 28.9806
4144 | 28.9806
4145 | 28.9806
4146 | 28.9806
4147 | 28.9806
4148 | 28.9806
4149 | 28.9806
4150 | 28.9806
4151 | 28.4119
4152 | 28.4119
4153 | 27.5786
4154 | 29.2678
4155 | 27.5786
4156 | 27.5786
4157 | 27.5786
4158 | 27.5786
4159 | 16.7253
4160 | 27.5786
4161 | 16.2961
4162 | 16.7253
4163 | 27.5786
4164 | 27.5786
4165 | 28.4169
4166 | 27.5786
4167 | 27.5786
4168 | 27.5786
4169 | 16.7253
4170 | 27.5786
4171 | 28.4169
4172 | 29.2678
4173 | 28.4169
4174 | 28.4169
4175 | 28.4169
4176 | 27.5786
4177 | 15.1977
4178 | 15.1977
4179 | 14.0558
4180 | 14.0558
4181 | 14.0558
4182 | 14.0558
4183 | 14.0558
4184 | 14.0558
4185 | 15.1977
4186 | 23.7076
4187 | 23.7076
4188 | 23.7076
4189 | 23.7076
4190 | 23.7076
4191 | 23.7076
4192 | 23.7076
4193 | 23.7076
4194 | 23.7076
4195 | 24.4402
4196 | 32.9488
4197 | 32.9488
4198 | 24.4402
4199 | 23.7076
4200 | 23.7076
4201 | 12.672
4202 | 11.8967
4203 | 11.8967
4204 | 11.8967
4205 | 11.8967
4206 | 12.672
4207 | 12.672
4208 | 12.672
4209 | 27.237
4210 | 27.237
4211 | 27.237
4212 | 27.237
4213 | 27.237
4214 | 27.237
4215 | 27.237
4216 | 27.237
4217 | 27.237
4218 | 27.237
4219 | 27.237
4220 | 41.7023
4221 | 27.237
4222 | 27.237
4223 | 27.237
4224 | 12.672
4225 | 9.7586
4226 | 9.7586
4227 | 9.7586
4228 | 9.7586
4229 | 9.7586
4230 | 9.7586
4231 | 9.7586
4232 | 9.883
4233 | 13.1065
4234 | 13.1065
4235 | 31.6496
4236 | 38.707
4237 | 51.7603
4238 | 31.6496
4239 | 38.707
4240 | 30.5423
4241 | 13.1065
4242 | 13.1065
4243 | 31.6496
4244 | 38.707
4245 | 38.707
4246 | 30.5423
4247 | 13.1065
4248 | 9.883
4249 | 12.5956
4250 | 12.5956
4251 | 12.5956
4252 | 12.5956
4253 | 17.659
4254 | 17.659
4255 | 31.5994
4256 | 39.3702
4257 | 37.9695
4258 | 40.2227
4259 | 40.2227
4260 | 40.2227
4261 | 40.2227
4262 | 40.2227
4263 | 40.2227
4264 | 40.2227
4265 | 40.2227
4266 | 40.2227
4267 | 40.2227
4268 | 40.2227
4269 | 40.2227
4270 | 40.2227
4271 | 39.3702
4272 | 39.3702
4273 | 30.8613
4274 | 21.6107
4275 | 21.6107
4276 | 21.6107
4277 | 36.103
4278 | 30.8613
4279 | 30.8613
4280 | 30.8613
4281 | 30.8613
4282 | 30.8613
4283 | 36.103
4284 | 36.103
4285 | 39.7305
4286 | 36.103
4287 | 36.103
4288 | 37.2007
4289 | 36.103
4290 | 39.7305
4291 | 39.7305
4292 | 39.7305
4293 | 39.7305
4294 | 39.7305
4295 | 36.103
4296 | 30.8613
4297 | 21.2277
4298 | 20.8158
4299 | 20.8158
4300 | 20.8158
4301 | 20.8158
4302 | 20.8158
4303 | 20.8158
4304 | 27.8917
4305 | 38.7473
4306 | 38.7473
4307 | 38.7473
4308 | 38.7473
4309 | 38.7473
4310 | 38.7473
4311 | 38.7473
4312 | 38.7473
4313 | 38.7473
4314 | 38.7473
4315 | 38.7473
4316 | 38.7473
4317 | 38.7473
4318 | 38.7473
4319 | 40.4434
4320 | 34.3967
4321 | 28.8936
4322 | 21.559
4323 | 21.559
4324 | 21.559
4325 | 21.559
4326 | 21.559
4327 | 19.0849
4328 | 21.559
4329 | 21.559
4330 | 28.8936
4331 | 32.9629
4332 | 32.9629
4333 | 32.9629
4334 | 32.9629
4335 | 32.9629
4336 | 32.9629
4337 | 32.9629
4338 | 32.9629
4339 | 32.9629
4340 | 32.9629
4341 | 32.9629
4342 | 32.9629
4343 | 32.9629
4344 | 38.99
4345 | 24.4784
4346 | 22.3484
4347 | 22.3484
4348 | 22.3484
4349 | 22.3484
4350 | 22.3484
4351 | 22.3484
4352 | 22.3484
4353 | 39.8431
4354 | 30.4703
4355 | 30.4703
4356 | 30.4703
4357 | 31.4503
4358 | 31.4503
4359 | 30.4703
4360 | 30.4703
4361 | 30.4703
4362 | 30.4703
4363 | 31.4503
4364 | 42.1033
4365 | 42.1033
4366 | 31.4503
4367 | 30.4703
4368 | 30.4703
4369 | 19.9321
4370 | 19.9321
4371 | 19.9321
4372 | 19.9321
4373 | 19.9321
4374 | 26.066
4375 | 28.7955
4376 | 28.7955
4377 | 28.7955
4378 | 28.7955
4379 | 43.5737
4380 | 44.7093
4381 | 43.5737
4382 | 43.5737
4383 | 43.5737
4384 | 43.5737
4385 | 43.5737
4386 | 28.7955
4387 | 43.5737
4388 | 44.7093
4389 | 44.7093
4390 | 43.5737
4391 | 28.7955
4392 | 28.7955
4393 | 21.7173
4394 | 21.7173
4395 | 22.0719
4396 | 22.0719
4397 | 21.7173
4398 | 21.7173
4399 | 22.0719
4400 | 24.6346
4401 | 22.4294
4402 | 30.5999
4403 | 31.0205
4404 | 56.8522
4405 | 54.031
4406 | 56.8522
4407 | 54.031
4408 | 54.031
4409 | 31.0205
4410 | 24.6346
4411 | 31.0205
4412 | 54.031
4413 | 56.8522
4414 | 31.0205
4415 | 24.6346
4416 | 24.6346
4417 | 19.8588
4418 | 19.8588
4419 | 19.8588
4420 | 19.8588
4421 | 19.8588
4422 | 19.8588
4423 | 19.8588
4424 | 21.3558
4425 | 23.159
4426 | 23.159
4427 | 37.5051
4428 | 37.5051
4429 | 37.5051
4430 | 37.5051
4431 | 58.1148
4432 | 58.1148
4433 | 37.5051
4434 | 23.159
4435 | 37.5051
4436 | 37.5051
4437 | 37.5051
4438 | 28.4845
4439 | 21.3558
4440 | 19.8588
4441 | 21.5808
4442 | 21.5808
4443 | 21.5808
4444 | 21.5808
4445 | 21.5808
4446 | 27.9881
4447 | 27.9881
4448 | 27.9881
4449 | 27.9881
4450 | 32.6369
4451 | 40.7039
4452 | 40.7039
4453 | 32.6369
4454 | 40.7039
4455 | 41.2734
4456 | 41.2734
4457 | 40.7039
4458 | 32.6369
4459 | 40.7039
4460 | 41.2734
4461 | 41.2734
4462 | 40.7039
4463 | 32.6369
4464 | 27.9881
4465 | 16.4604
4466 | 16.4604
4467 | 16.4604
4468 | 16.4604
4469 | 16.4604
4470 | 16.4604
4471 | 16.4604
4472 | 16.4604
4473 | 23.6059
4474 | 33.0008
4475 | 33.0008
4476 | 33.052
4477 | 33.052
4478 | 33.052
4479 | 33.0008
4480 | 33.0008
4481 | 33.0008
4482 | 33.0008
4483 | 33.052
4484 | 41.1773
4485 | 33.052
4486 | 33.0008
4487 | 23.6059
4488 | 21.4921
4489 | 21.3304
4490 | 15.5998
4491 | 15.5998
4492 | 15.5998
4493 | 15.5998
4494 | 15.5998
4495 | 21.3304
4496 | 11.5932
4497 | 15.5998
4498 | 15.5998
4499 | 21.3304
4500 | 29.4537
4501 | 29.4537
4502 | 29.4537
4503 | 29.4537
4504 | 29.4537
4505 | 21.3304
4506 | 21.3304
4507 | 29.4537
4508 | 41.0065
4509 | 29.4537
4510 | 29.4537
4511 | 29.4537
4512 | 21.3345
4513 | 15.0418
4514 | 15.0418
4515 | 15.0418
4516 | 15.0418
4517 | 15.0418
4518 | 15.0418
4519 | 15.0418
4520 | 19.4681
4521 | 21.5336
4522 | 21.5336
4523 | 25.3624
4524 | 41.1712
4525 | 40.6018
4526 | 40.6018
4527 | 41.1712
4528 | 40.6018
4529 | 21.5336
4530 | 21.5336
4531 | 21.5336
4532 | 40.6018
4533 | 21.5336
4534 | 21.5336
4535 | 21.4865
4536 | 19.4681
4537 | 23.8699
4538 | 23.8699
4539 | 23.8699
4540 | 20.0821
4541 | 23.8699
4542 | 24.8743
4543 | 24.8743
4544 | 24.8743
4545 | 29.0223
4546 | 31.87
4547 | 31.87
4548 | 31.87
4549 | 31.87
4550 | 31.87
4551 | 31.87
4552 | 31.87
4553 | 31.87
4554 | 31.87
4555 | 31.87
4556 | 31.87
4557 | 31.87
4558 | 31.87
4559 | 29.0223
4560 | 24.8743
4561 | 13.7215
4562 | 13.7215
4563 | 10.2021
4564 | 10.2021
4565 | 13.7215
4566 | 17.6875
4567 | 17.6875
4568 | 19.1629
4569 | 19.1629
4570 | 19.3007
4571 | 46.7582
4572 | 46.7582
4573 | 46.7582
4574 | 46.7582
4575 | 46.7582
4576 | 46.7582
4577 | 33.5636
4578 | 19.3007
4579 | 33.5636
4580 | 46.7582
4581 | 46.7582
4582 | 22.5514
4583 | 19.1629
4584 | 17.6875
4585 | 10.4596
4586 | 10.4596
4587 | 10.4596
4588 | 10.4596
4589 | 10.4596
4590 | 19.4568
4591 | 19.4568
4592 | 21.6274
4593 | 19.4568
4594 | 21.6274
4595 | 36.8076
4596 | 36.8076
4597 | 36.8076
4598 | 21.6274
4599 | 36.8076
4600 | 47.0382
4601 | 36.8076
4602 | 21.6274
4603 | 36.3039
4604 | 36.8076
4605 | 36.3039
4606 | 21.6274
4607 | 19.4568
4608 | 19.4568
4609 | 14.1042
4610 | 14.1042
4611 | 14.1042
4612 | 14.1042
4613 | 14.1042
4614 | 15.0565
4615 | 15.0565
4616 | 15.0565
4617 | 21.0019
4618 | 21.0019
4619 | 46.1055
4620 | 46.1055
4621 | 46.1055
4622 | 46.1055
4623 | 47.2414
4624 | 46.1055
4625 | 46.1055
4626 | 47.2414
4627 | 46.1055
4628 | 46.1055
4629 | 46.1055
4630 | 46.1055
4631 | 21.0019
4632 | 15.0565
4633 | 22.8735
4634 | 22.8735
4635 | 22.8735
4636 | 20.5107
4637 | 20.5107
4638 | 22.8735
4639 | 22.8735
4640 | 22.8735
4641 | 29.3325
4642 | 29.3325
4643 | 29.3325
4644 | 45.7928
4645 | 45.7928
4646 | 29.3325
4647 | 29.3325
4648 | 29.3325
4649 | 29.3325
4650 | 24.5175
4651 | 29.3325
4652 | 29.3325
4653 | 29.3325
4654 | 29.3325
4655 | 24.5175
4656 | 24.5175
4657 | 15.772
4658 | 15.4396
4659 | 15.4396
4660 | 15.4396
4661 | 15.4396
4662 | 15.4396
4663 | 15.4396
4664 | 15.4396
4665 | 15.4396
4666 | 15.772
4667 | 35.4477
4668 | 35.4477
4669 | 35.4477
4670 | 35.4477
4671 | 35.4477
4672 | 15.772
4673 | 15.772
4674 | 15.772
4675 | 35.4477
4676 | 46.1105
4677 | 46.1105
4678 | 46.1105
4679 | 35.4477
4680 | 35.4477
4681 | 9.2684
4682 | 9.2684
4683 | 9.2684
4684 | 9.2684
4685 | 9.2684
4686 | 11.3778
4687 | 11.3778
4688 | 13.0561
4689 | 29.3171
4690 | 32.4351
4691 | 41.1628
4692 | 42.7184
4693 | 42.7184
4694 | 42.7184
4695 | 42.7184
4696 | 42.7184
4697 | 42.7184
4698 | 32.4351
4699 | 42.7184
4700 | 50.9292
4701 | 49.7928
4702 | 42.7184
4703 | 29.3171
4704 | 13.0561
4705 | 11.3909
4706 | 11.3909
4707 | 11.3909
4708 | 11.3909
4709 | 11.3909
4710 | 23.9721
4711 | 23.9721
4712 | 26.2645
4713 | 26.2645
4714 | 26.2645
4715 | 38.652
4716 | 38.652
4717 | 38.652
4718 | 38.652
4719 | 38.652
4720 | 38.652
4721 | 38.652
4722 | 26.2645
4723 | 38.652
4724 | 50.9473
4725 | 38.652
4726 | 26.2645
4727 | 26.2645
4728 | 23.9721
4729 | 8.0595
4730 | 10.8543
4731 | 8.0595
4732 | 8.0595
4733 | 8.0595
4734 | 10.8543
4735 | 10.8543
4736 | 13.9496
4737 | 25.1591
4738 | 25.1591
4739 | 25.1591
4740 | 50.9436
4741 | 37.6545
4742 | 50.9436
4743 | 50.9436
4744 | 50.9436
4745 | 26.3782
4746 | 25.1591
4747 | 26.3782
4748 | 28.4742
4749 | 28.4742
4750 | 26.3782
4751 | 20.5673
4752 | 13.9496
4753 | 12.3137
4754 | 12.3137
4755 | 10.0049
4756 | 10.0049
4757 | 12.3137
4758 | 14.2751
4759 | 14.2751
4760 | 14.2751
4761 | 14.2751
4762 | 15.7647
4763 | 25.8625
4764 | 46.9799
4765 | 46.9799
4766 | 46.9799
4767 | 55.2187
4768 | 55.2187
4769 | 55.2187
4770 | 26.255
4771 | 26.255
4772 | 55.2187
4773 | 46.9799
4774 | 26.255
4775 | 15.7647
4776 | 14.2751
4777 | 9.7834
4778 | 9.7834
4779 | 9.7834
4780 | 9.7834
4781 | 9.7834
4782 | 10.0193
4783 | 10.0193
4784 | 10.0193
4785 | 15.0335
4786 | 15.0335
4787 | 15.0335
4788 | 45.2288
4789 | 21.0877
4790 | 25.0145
4791 | 45.2288
4792 | 45.2288
4793 | 58.1343
4794 | 15.0335
4795 | 25.3911
4796 | 25.3911
4797 | 25.3911
4798 | 15.0335
4799 | 15.0335
4800 | 10.0193
4801 | 22.4715
4802 | 22.4715
4803 | 21.1824
4804 | 21.1824
4805 | 21.1824
4806 | 21.1824
4807 | 22.4715
4808 | 21.1824
4809 | 22.4715
4810 | 22.9097
4811 | 22.9097
4812 | 28.9908
4813 | 33.3535
4814 | 28.9908
4815 | 28.9908
4816 | 38.0212
4817 | 28.9908
4818 | 22.9097
4819 | 38.5911
4820 | 38.5911
4821 | 38.5911
4822 | 33.3535
4823 | 28.9908
4824 | 22.9097
4825 | 30.1648
4826 | 30.1648
4827 | 30.1648
4828 | 30.1648
4829 | 30.1648
4830 | 27.1874
4831 | 25.2883
4832 | 30.1648
4833 | 30.1648
4834 | 30.1648
4835 | 33.03
4836 | 37.9988
4837 | 37.9988
4838 | 37.9988
4839 | 37.7131
4840 | 33.03
4841 | 33.03
4842 | 33.03
4843 | 37.9988
4844 | 37.9988
4845 | 37.9988
4846 | 37.9988
4847 | 37.9988
4848 | 30.1648
4849 | 9.9301
4850 | 9.9301
4851 | 9.9301
4852 | 9.9301
4853 | 9.9301
4854 | 18.9252
4855 | 18.9252
4856 | 22.9439
4857 | 24.6993
4858 | 33.054
4859 | 42.8849
4860 | 42.8849
4861 | 42.8849
4862 | 42.8849
4863 | 51.0969
4864 | 42.8849
4865 | 33.054
4866 | 33.054
4867 | 33.054
4868 | 42.8849
4869 | 33.054
4870 | 33.054
4871 | 22.9439
4872 | 22.1841
4873 | 11.9314
4874 | 11.9314
4875 | 11.9314
4876 | 11.9314
4877 | 11.9314
4878 | 21.7336
4879 | 28.3843
4880 | 28.3843
4881 | 30.7982
4882 | 30.7982
4883 | 41.1535
4884 | 41.1535
4885 | 31.045
4886 | 31.045
4887 | 41.1535
4888 | 41.4388
4889 | 41.1535
4890 | 30.7982
4891 | 41.1535
4892 | 41.4388
4893 | 41.4388
4894 | 30.7982
4895 | 28.3843
4896 | 21.7336
4897 | 14.8904
4898 | 14.8904
4899 | 14.8904
4900 | 14.8904
4901 | 14.8904
4902 | 17.7582
4903 | 17.7582
4904 | 21.6979
4905 | 31.0071
4906 | 41.115
4907 | 41.115
4908 | 41.115
4909 | 41.115
4910 | 41.4002
4911 | 41.4002
4912 | 41.4002
4913 | 41.115
4914 | 26.9456
4915 | 30.7603
4916 | 41.4002
4917 | 41.4002
4918 | 30.7603
4919 | 21.6979
4920 | 17.7582
4921 | 10.8352
4922 | 10.8352
4923 | 10.8352
4924 | 10.8352
4925 | 10.8352
4926 | 10.8352
4927 | 10.8352
4928 | 11.0658
4929 | 27.9628
4930 | 36.876
4931 | 36.876
4932 | 47.8737
4933 | 47.8737
4934 | 47.8737
4935 | 47.8737
4936 | 47.8737
4937 | 47.8737
4938 | 27.9628
4939 | 47.8737
4940 | 47.8737
4941 | 47.8737
4942 | 27.9628
4943 | 11.0658
4944 | 10.8352
4945 | 9.1989
4946 | 9.1989
4947 | 9.1989
4948 | 9.1989
4949 | 9.1989
4950 | 9.2948
4951 | 9.2948
4952 | 9.2948
4953 | 19.9628
4954 | 24.2196
4955 | 32.1533
4956 | 32.1533
4957 | 32.1533
4958 | 32.1533
4959 | 32.1533
4960 | 52.5237
4961 | 24.2196
4962 | 32.1533
4963 | 32.1533
4964 | 41.9719
4965 | 41.9719
4966 | 32.1533
4967 | 19.9628
4968 | 9.2948
4969 | 15.6479
4970 | 15.6479
4971 | 15.6479
4972 | 15.6479
4973 | 15.6479
4974 | 15.6479
4975 | 18.9925
4976 | 18.9925
4977 | 18.9925
4978 | 25.7377
4979 | 38.6579
4980 | 38.6579
4981 | 38.6579
4982 | 38.6579
4983 | 30.7202
4984 | 25.7377
4985 | 25.7377
4986 | 18.9925
4987 | 38.6579
4988 | 40.856
4989 | 38.6579
4990 | 38.6579
4991 | 25.2862
4992 | 18.9925
4993 | 21.1406
4994 | 21.1406
4995 | 21.1406
4996 | 21.1406
4997 | 21.1406
4998 | 21.1406
4999 | 21.1406
5000 | 21.1406
5001 | 21.1406
5002 | 24.2847
5003 | 24.7516
5004 | 26.1791
5005 | 26.1791
5006 | 26.1791
5007 | 26.1791
5008 | 26.1791
5009 | 24.7516
5010 | 24.2847
5011 | 26.1791
5012 | 36.7184
5013 | 36.7184
5014 | 36.7184
5015 | 26.1791
5016 | 24.2847
5017 | 17.9696
5018 | 17.9696
5019 | 10.4675
5020 | 10.4675
5021 | 15.245
5022 | 18.3259
5023 | 20.918
5024 | 20.918
5025 | 22.4761
5026 | 22.4761
5027 | 22.4761
5028 | 22.4761
5029 | 22.4761
5030 | 22.4761
5031 | 46.6751
5032 | 46.6751
5033 | 22.4761
5034 | 22.4761
5035 | 22.4761
5036 | 41.1358
5037 | 41.1358
5038 | 22.4761
5039 | 22.4761
5040 | 20.918
5041 | 14.549
5042 | 14.549
5043 | 9.8599
5044 | 9.8599
5045 | 14.8646
5046 | 16.8297
5047 | 16.8297
5048 | 16.8297
5049 | 16.8297
5050 | 17.1691
5051 | 48.1939
5052 | 48.1939
5053 | 48.1939
5054 | 48.1939
5055 | 48.1939
5056 | 48.1939
5057 | 48.1939
5058 | 45.3791
5059 | 48.1939
5060 | 48.1939
5061 | 48.1939
5062 | 45.3791
5063 | 16.8297
5064 | 16.8297
5065 | 10.8108
5066 | 10.8108
5067 | 10.8108
5068 | 10.8108
5069 | 12.081
5070 | 12.877
5071 | 12.877
5072 | 13.4217
5073 | 13.4217
5074 | 13.4217
5075 | 40.0716
5076 | 42.4844
5077 | 40.0716
5078 | 42.4844
5079 | 57.8695
5080 | 40.0716
5081 | 40.0716
5082 | 13.4217
5083 | 40.0716
5084 | 42.4844
5085 | 40.0716
5086 | 13.4217
5087 | 13.4217
5088 | 12.877
5089 | 12.116
5090 | 12.116
5091 | 12.116
5092 | 12.116
5093 | 12.116
5094 | 12.116
5095 | 12.116
5096 | 12.2733
5097 | 32.9061
5098 | 37.8128
5099 | 37.8128
5100 | 37.8128
5101 | 37.8128
5102 | 37.8128
5103 | 57.9562
5104 | 37.8128
5105 | 37.8128
5106 | 32.9061
5107 | 37.8128
5108 | 37.8128
5109 | 37.8128
5110 | 37.7667
5111 | 12.2733
5112 | 12.116
5113 | 14.7358
5114 | 14.7358
5115 | 14.7358
5116 | 14.7358
5117 | 14.7358
5118 | 14.7358
5119 | 14.7358
5120 | 20.8333
5121 | 20.8333
5122 | 41.4467
5123 | 44.0983
5124 | 44.0983
5125 | 44.0983
5126 | 44.0983
5127 | 45.182
5128 | 45.182
5129 | 45.182
5130 | 44.0983
5131 | 45.182
5132 | 49.6482
5133 | 45.182
5134 | 44.0983
5135 | 20.8333
5136 | 20.8333
5137 | 13.9463
5138 | 13.9463
5139 | 13.9463
5140 | 13.9463
5141 | 13.9463
5142 | 13.9463
5143 | 13.9463
5144 | 18.3379
5145 | 18.3379
5146 | 39.7025
5147 | 39.7025
5148 | 41.7147
5149 | 41.7147
5150 | 52.5216
5151 | 39.7025
5152 | 39.7025
5153 | 18.3379
5154 | 18.3379
5155 | 39.7025
5156 | 41.7147
5157 | 41.7147
5158 | 39.7025
5159 | 18.3379
5160 | 13.9463
5161 | 25.3503
5162 | 25.3503
5163 | 25.3503
5164 | 25.3503
5165 | 25.3503
5166 | 21.4361
5167 | 19.5088
5168 | 21.4361
5169 | 21.4361
5170 | 21.4361
5171 | 21.4361
5172 | 25.3503
5173 | 25.3503
5174 | 25.3503
5175 | 25.3503
5176 | 25.3503
5177 | 21.4361
5178 | 25.3503
5179 | 25.3503
5180 | 46.7816
5181 | 46.7816
5182 | 45.083
5183 | 25.3503
5184 | 21.4361
5185 | 10.3626
5186 | 10.3626
5187 | 10.3626
5188 | 10.3626
5189 | 10.3626
5190 | 20.4981
5191 | 20.4981
5192 | 20.4981
5193 | 22.3465
5194 | 25.5357
5195 | 49.1365
5196 | 49.1365
5197 | 49.1365
5198 | 49.1365
5199 | 49.1365
5200 | 49.1365
5201 | 49.1365
5202 | 22.3465
5203 | 25.5357
5204 | 49.1365
5205 | 49.1365
5206 | 25.5357
5207 | 20.4981
5208 | 20.4981
5209 | 21.22
5210 | 23.3462
5211 | 23.3462
5212 | 21.22
5213 | 21.22
5214 | 23.3462
5215 | 23.3462
5216 | 25.1955
5217 | 25.1955
5218 | 57.9131
5219 | 41.7957
5220 | 41.7957
5221 | 41.7957
5222 | 41.7957
5223 | 41.7957
5224 | 41.7957
5225 | 41.7957
5226 | 41.7957
5227 | 41.7957
5228 | 41.7957
5229 | 41.7957
5230 | 41.7957
5231 | 25.1955
5232 | 23.3462
5233 | 22.0797
5234 | 22.8745
5235 | 22.5878
5236 | 22.0797
5237 | 22.8745
5238 | 22.8745
5239 | 22.0797
5240 | 22.0797
5241 | 26.3852
5242 | 26.3852
5243 | 43.5049
5244 | 55.3627
5245 | 44.5239
5246 | 43.5049
5247 | 43.5049
5248 | 43.5049
5249 | 43.5049
5250 | 26.3852
5251 | 43.5049
5252 | 55.3627
5253 | 55.3627
5254 | 43.5049
5255 | 26.3852
5256 | 25.215
5257 | 13.3219
5258 | 13.3219
5259 | 13.3219
5260 | 13.3219
5261 | 13.3219
5262 | 13.3219
5263 | 13.3219
5264 | 30.2517
5265 | 30.2517
5266 | 33.3737
5267 | 36.0925
5268 | 36.0925
5269 | 36.0925
5270 | 36.0925
5271 | 36.0925
5272 | 36.0925
5273 | 36.0925
5274 | 33.3737
5275 | 36.0925
5276 | 38.3441
5277 | 36.0925
5278 | 36.0925
5279 | 30.2517
5280 | 30.2517
5281 | 8.7728
5282 | 8.7728
5283 | 8.7728
5284 | 8.7728
5285 | 8.7728
5286 | 19.6688
5287 | 19.6688
5288 | 19.6688
5289 | 21.9812
5290 | 22.7106
5291 | 59.3567
5292 | 59.924
5293 | 59.924
5294 | 59.924
5295 | 59.924
5296 | 60.4941
5297 | 60.4941
5298 | 22.7106
5299 | 46.5477
5300 | 60.4941
5301 | 59.924
5302 | 22.7106
5303 | 20.8488
5304 | 19.6688
5305 | 18.3176
5306 | 18.2862
5307 | 18.3176
5308 | 8.9502
5309 | 18.2862
5310 | 18.2862
5311 | 18.2862
5312 | 19.7586
5313 | 19.7586
5314 | 19.7586
5315 | 59.7501
5316 | 59.7501
5317 | 59.7501
5318 | 21.7647
5319 | 21.7647
5320 | 21.7647
5321 | 19.7586
5322 | 19.7586
5323 | 21.7647
5324 | 60.6042
5325 | 60.3189
5326 | 21.7647
5327 | 19.7586
5328 | 19.7586
5329 | 19.2542
5330 | 19.2542
5331 | 19.2542
5332 | 19.2542
5333 | 19.2542
5334 | 19.2542
5335 | 19.2542
5336 | 19.2542
5337 | 19.2542
5338 | 21.2559
5339 | 21.7718
5340 | 21.7718
5341 | 21.7718
5342 | 21.7718
5343 | 21.7718
5344 | 21.7718
5345 | 21.7718
5346 | 21.2559
5347 | 21.7718
5348 | 57.1224
5349 | 57.1224
5350 | 59.3861
5351 | 21.7718
5352 | 21.7718
5353 | 8.3605
5354 | 8.3605
5355 | 7.9633
5356 | 8.3605
5357 | 8.3605
5358 | 8.3605
5359 | 8.3605
5360 | 20.9287
5361 | 21.6022
5362 | 61.2245
5363 | 55.6435
5364 | 58.4006
5365 | 55.6435
5366 | 55.6435
5367 | 61.2245
5368 | 61.2245
5369 | 58.4006
5370 | 38.2011
5371 | 55.6435
5372 | 58.4006
5373 | 55.6435
5374 | 55.6435
5375 | 21.6022
5376 | 8.3605
5377 | 26.7279
5378 | 26.7279
5379 | 14.9527
5380 | 13.8517
5381 | 13.8517
5382 | 27.1796
5383 | 27.1796
5384 | 40.5299
5385 | 47.5355
5386 | 47.5355
5387 | 40.5881
5388 | 44.9992
5389 | 40.5299
5390 | 40.5299
5391 | 40.5881
5392 | 84.5331
5393 | 40.5299
5394 | 37.2365
5395 | 40.5299
5396 | 44.9992
5397 | 44.9992
5398 | 40.5299
5399 | 84.5331
5400 | 27.1796
5401 | 5.8447
5402 | 5.8447
5403 | 5.8447
5404 | 5.8447
5405 | 5.8447
5406 | 8.5821
5407 | 8.5821
5408 | 11.9293
5409 | 15.8123
5410 | 15.8123
5411 | 12.2248
5412 | 12.2248
5413 | 12.2248
5414 | 12.2248
5415 | 260.1352
5416 | 12.2248
5417 | 12.2248
5418 | 12.2248
5419 | 12.2248
5420 | 15.8123
5421 | 12.2248
5422 | 12.2248
5423 | 11.9293
5424 | 8.5821
5425 | 29.2638
5426 | 29.2638
5427 | 29.2638
5428 | 29.2638
5429 | 40.1025
5430 | 39.5685
5431 | 39.5685
5432 | 40.1025
5433 | 54.3324
5434 | 54.3324
5435 | 40.8365
5436 | 40.8365
5437 | 40.8365
5438 | 40.8365
5439 | 55.1868
5440 | 40.8365
5441 | 40.8365
5442 | 40.8365
5443 | 40.8365
5444 | 40.8365
5445 | 40.8365
5446 | 40.8365
5447 | 39.5685
5448 | 39.1342
5449 | 11.0611
5450 | 34.0655
5451 | 11.0611
5452 | 11.0611
5453 | 38.0784
5454 | 38.0784
5455 | 38.0784
5456 | 38.0784
5457 | 38.0784
5458 | 46.7745
5459 | 43.4088
5460 | 43.4088
5461 | 43.4088
5462 | 43.4088
5463 | 43.4088
5464 | 43.4088
5465 | 43.4088
5466 | 43.4088
5467 | 43.4088
5468 | 46.2048
5469 | 43.4088
5470 | 43.4088
5471 | 38.0784
5472 | 38.0784
5473 | 10.1687
5474 | 10.1687
5475 | 10.1687
5476 | 10.1687
5477 | 10.1687
5478 | 13.0433
5479 | 13.0433
5480 | 13.0433
5481 | 36.1596
5482 | 36.391
5483 | 36.391
5484 | 36.391
5485 | 55.2808
5486 | 36.391
5487 | 36.391
5488 | 36.391
5489 | 36.391
5490 | 36.1596
5491 | 36.391
5492 | 51.6284
5493 | 36.391
5494 | 36.391
5495 | 36.1596
5496 | 13.0433
5497 | 14.0374
5498 | 14.0374
5499 | 11.3387
5500 | 11.3387
5501 | 11.3387
5502 | 11.3387
5503 | 11.31
5504 | 11.3387
5505 | 14.0374
5506 | 14.0374
5507 | 44.2624
5508 | 44.2624
5509 | 44.832
5510 | 44.832
5511 | 44.2624
5512 | 44.2624
5513 | 44.2624
5514 | 44.2624
5515 | 44.832
5516 | 44.832
5517 | 44.832
5518 | 44.832
5519 | 44.2624
5520 | 14.0374
5521 | 12.1362
5522 | 12.1362
5523 | 12.1362
5524 | 12.1362
5525 | 12.1362
5526 | 12.1362
5527 | 12.1362
5528 | 12.1362
5529 | 13.0537
5530 | 43.9531
5531 | 43.9531
5532 | 43.9531
5533 | 43.9531
5534 | 43.9531
5535 | 43.9531
5536 | 43.9531
5537 | 43.9531
5538 | 43.9531
5539 | 43.9531
5540 | 43.9531
5541 | 43.9531
5542 | 43.9531
5543 | 43.9531
5544 | 13.0537
5545 | 13.5327
5546 | 13.5327
5547 | 13.5327
5548 | 13.5327
5549 | 13.5327
5550 | 13.5327
5551 | 13.5327
5552 | 15.2851
5553 | 18.6379
5554 | 33.2492
5555 | 33.2492
5556 | 33.2492
5557 | 33.2492
5558 | 33.2492
5559 | 39.8105
5560 | 39.81
5561 | 39.81
5562 | 33.2492
5563 | 33.2492
5564 | 39.8105
5565 | 39.8105
5566 | 39.81
5567 | 18.6379
5568 | 15.6412
5569 | 9.202
5570 | 10.4047
5571 | 10.4047
5572 | 9.202
5573 | 10.4047
5574 | 10.4047
5575 | 13.0319
5576 | 13.0319
5577 | 13.0319
5578 | 19.1724
5579 | 22.6858
5580 | 29.3366
5581 | 22.6858
5582 | 29.3366
5583 | 29.3366
5584 | 29.3366
5585 | 29.3366
5586 | 22.6858
5587 | 29.3366
5588 | 53.2834
5589 | 55.2653
5590 | 22.6858
5591 | 13.0319
5592 | 13.0319
5593 | 9.5586
5594 | 9.5586
5595 | 9.5586
5596 | 9.5586
5597 | 9.5586
5598 | 9.5586
5599 | 9.5586
5600 | 12.9309
5601 | 16.8437
5602 | 19.8551
5603 | 19.8551
5604 | 27.8361
5605 | 19.8551
5606 | 19.8551
5607 | 51.7267
5608 | 51.7267
5609 | 19.8551
5610 | 19.8551
5611 | 19.8551
5612 | 53.4267
5613 | 51.7267
5614 | 51.7267
5615 | 16.8437
5616 | 9.5586
5617 | 9.2482
5618 | 9.2482
5619 | 9.2482
5620 | 9.2482
5621 | 15.7045
5622 | 15.7045
5623 | 19.5699
5624 | 19.5699
5625 | 15.7045
5626 | 19.5699
5627 | 19.5699
5628 | 22.2266
5629 | 22.2266
5630 | 19.5699
5631 | 55.3365
5632 | 22.2266
5633 | 53.3546
5634 | 51.684
5635 | 51.684
5636 | 53.3546
5637 | 53.3546
5638 | 55.3365
5639 | 15.7045
5640 | 19.5699
5641 | 16.196
5642 | 16.196
5643 | 16.196
5644 | 16.196
5645 | 17.0043
5646 | 17.0043
5647 | 17.0043
5648 | 32.0493
5649 | 33.1823
5650 | 33.1823
5651 | 33.1823
5652 | 33.1823
5653 | 33.1823
5654 | 33.1823
5655 | 33.1823
5656 | 33.1823
5657 | 33.1823
5658 | 33.1823
5659 | 33.1823
5660 | 33.1823
5661 | 33.1823
5662 | 33.1823
5663 | 32.0493
5664 | 17.0043
5665 | 12.925
5666 | 12.925
5667 | 12.925
5668 | 12.925
5669 | 12.925
5670 | 12.925
5671 | 12.925
5672 | 12.925
5673 | 19.6614
5674 | 20.7133
5675 | 20.7133
5676 | 20.7133
5677 | 20.7133
5678 | 20.7133
5679 | 20.7133
5680 | 20.7133
5681 | 20.7133
5682 | 20.7133
5683 | 53.6081
5684 | 39.7809
5685 | 39.7809
5686 | 39.7809
5687 | 20.7133
5688 | 20.7133
5689 | 17.6093
5690 | 18.7553
5691 | 12.2864
5692 | 12.2864
5693 | 12.2864
5694 | 36.4747
5695 | 36.4747
5696 | 48.4551
5697 | 48.4551
5698 | 48.4551
5699 | 48.4551
5700 | 53.3857
5701 | 51.7151
5702 | 53.3857
5703 | 53.3857
5704 | 53.3857
5705 | 53.3857
5706 | 48.4551
5707 | 55.3676
5708 | 55.3676
5709 | 53.9483
5710 | 51.7151
5711 | 48.4551
5712 | 36.4747
5713 | 9.7336
5714 | 5.1267
5715 | 5.1267
5716 | 10.1868
5717 | 10.1868
5718 | 10.1868
5719 | 10.1868
5720 | 10.1868
5721 | 24.9904
5722 | 24.9904
5723 | 26.1933
5724 | 27.176
5725 | 26.1933
5726 | 26.1933
5727 | 27.176
5728 | 27.4245
5729 | 27.4245
5730 | 26.1933
5731 | 27.4245
5732 | 144.3462
5733 | 27.4245
5734 | 26.1933
5735 | 24.9904
5736 | 10.1868
5737 | 19.1279
5738 | 19.1279
5739 | 19.1279
5740 | 19.1279
5741 | 19.1279
5742 | 29.7366
5743 | 29.7366
5744 | 29.7366
5745 | 43.1319
5746 | 56.8911
5747 | 56.8911
5748 | 56.8911
5749 | 56.367
5750 | 56.8911
5751 | 56.8911
5752 | 56.8911
5753 | 56.8911
5754 | 45.9206
5755 | 56.367
5756 | 67.3105
5757 | 56.8911
5758 | 56.367
5759 | 44.1265
5760 | 29.7366
5761 | 22.2619
5762 | 17.6242
5763 | 17.6242
5764 | 17.6242
5765 | 17.6242
5766 | 22.5515
5767 | 22.5515
5768 | 22.8431
5769 | 42.4381
5770 | 47.48
5771 | 49.6116
5772 | 51.7901
5773 | 51.7901
5774 | 51.7901
5775 | 87.2031
5776 | 51.7901
5777 | 47.48
5778 | 47.48
5779 | 47.48
5780 | 51.7901
5781 | 47.48
5782 | 45.3952
5783 | 22.8431
5784 | 22.8431
5785 | 22.8515
5786 | 22.8515
5787 | 22.8515
5788 | 22.8515
5789 | 22.8515
5790 | 22.8515
5791 | 22.8515
5792 | 43.5392
5793 | 46.829
5794 | 46.829
5795 | 61.186
5796 | 66.778
5797 | 61.186
5798 | 61.186
5799 | 66.778
5800 | 66.778
5801 | 61.186
5802 | 58.4817
5803 | 66.778
5804 | 61.186
5805 | 58.4817
5806 | 58.4817
5807 | 46.829
5808 | 27.4036
5809 | 46.0597
5810 | 46.0597
5811 | 23.5238
5812 | 23.5238
5813 | 23.5238
5814 | 32.9396
5815 | 32.9396
5816 | 47.0124
5817 | 47.0124
5818 | 47.0124
5819 | 61.9223
5820 | 58.6693
5821 | 58.6693
5822 | 47.0124
5823 | 47.0124
5824 | 47.0124
5825 | 47.0124
5826 | 47.0124
5827 | 66.9664
5828 | 58.6693
5829 | 58.6693
5830 | 47.0124
5831 | 47.0124
5832 | 46.5348
5833 | 34.0497
5834 | 34.0497
5835 | 34.0497
5836 | 34.0497
5837 | 34.0497
5838 | 34.0497
5839 | 34.0497
5840 | 34.0497
5841 | 34.0497
5842 | 49.4259
5843 | 60.3131
5844 | 60.3131
5845 | 49.9446
5846 | 49.4259
5847 | 34.0497
5848 | 34.0497
5849 | 34.0497
5850 | 34.0497
5851 | 60.3131
5852 | 60.3131
5853 | 60.3131
5854 | 60.3131
5855 | 49.9446
5856 | 34.0497
5857 | 47.8547
5858 | 47.8547
5859 | 47.8547
5860 | 47.8547
5861 | 47.8547
5862 | 48.62
5863 | 48.3609
5864 | 48.62
5865 | 56.2732
5866 | 61.3082
5867 | 61.3082
5868 | 61.3082
5869 | 61.3082
5870 | 61.3082
5871 | 61.3082
5872 | 61.3082
5873 | 61.3082
5874 | 61.3082
5875 | 61.3082
5876 | 61.3082
5877 | 61.3082
5878 | 61.3082
5879 | 48.62
5880 | 48.3609
5881 | 7.7598
5882 | 7.7598
5883 | 7.7598
5884 | 7.7598
5885 | 26.6139
5886 | 50.6006
5887 | 50.6006
5888 | 63.3076
5889 | 65.5637
5890 | 66.1339
5891 | 65.5637
5892 | 65.5637
5893 | 65.5637
5894 | 65.5637
5895 | 65.5637
5896 | 65.5637
5897 | 65.5637
5898 | 65.5637
5899 | 65.5637
5900 | 66.1339
5901 | 65.5637
5902 | 65.5637
5903 | 63.3076
5904 | 63.3076
5905 | 38.6116
5906 | 38.6116
5907 | 38.6116
5908 | 38.6116
5909 | 38.6116
5910 | 38.6116
5911 | 38.6116
5912 | 40.4413
5913 | 40.4413
5914 | 40.4413
5915 | 58.66
5916 | 58.66
5917 | 58.66
5918 | 77.3675
5919 | 77.3675
5920 | 77.3675
5921 | 77.3675
5922 | 46.8803
5923 | 58.66
5924 | 58.66
5925 | 58.66
5926 | 43.2503
5927 | 40.4413
5928 | 40.4413
5929 | 31.5277
5930 | 31.5277
5931 | 31.5277
5932 | 31.5277
5933 | 31.5277
5934 | 31.8771
5935 | 31.5277
5936 | 31.8771
5937 | 35.4401
5938 | 36.6572
5939 | 36.6572
5940 | 36.6572
5941 | 40.7452
5942 | 44.7611
5943 | 53.8087
5944 | 44.7611
5945 | 40.7452
5946 | 40.7452
5947 | 53.8087
5948 | 86.5153
5949 | 44.7611
5950 | 39.4518
5951 | 36.6572
5952 | 35.4401
5953 | 16.783
5954 | 16.783
5955 | 16.783
5956 | 16.783
5957 | 16.783
5958 | 16.783
5959 | 16.783
5960 | 51.6694
5961 | 56.4797
5962 | 56.4797
5963 | 56.4797
5964 | 56.4797
5965 | 56.4797
5966 | 56.4797
5967 | 60.4135
5968 | 60.4135
5969 | 56.4797
5970 | 56.4797
5971 | 60.4135
5972 | 60.4135
5973 | 60.4135
5974 | 56.4797
5975 | 56.4797
5976 | 44.9785
5977 | 46.5032
5978 | 46.5032
5979 | 46.5032
5980 | 46.5032
5981 | 46.5032
5982 | 46.5032
5983 | 46.5032
5984 | 47.8859
5985 | 48.4031
5986 | 48.4031
5987 | 52.7493
5988 | 58.7587
5989 | 58.7587
5990 | 48.4031
5991 | 48.4031
5992 | 48.4031
5993 | 48.4031
5994 | 48.4031
5995 | 52.7493
5996 | 58.7587
5997 | 48.4031
5998 | 48.4031
5999 | 48.4031
6000 | 46.5032
6001 | 46.4011
6002 | 44.9223
6003 | 28.2636
6004 | 28.2636
6005 | 28.2636
6006 | 28.2636
6007 | 28.2636
6008 | 50.5135
6009 | 44.9223
6010 | 46.4011
6011 | 46.4011
6012 | 46.4011
6013 | 46.4011
6014 | 46.4011
6015 | 46.4011
6016 | 46.4011
6017 | 46.4011
6018 | 46.4011
6019 | 50.5653
6020 | 61.358
6021 | 56.3229
6022 | 49.4305
6023 | 49.4305
6024 | 46.4011
6025 | 23.6997
6026 | 23.6997
6027 | 21.6773
6028 | 23.6997
6029 | 23.6997
6030 | 34.0935
6031 | 34.0935
6032 | 34.0935
6033 | 38.8543
6034 | 40.7682
6035 | 44.7341
6036 | 51.8984
6037 | 51.8984
6038 | 51.8984
6039 | 51.8984
6040 | 51.8984
6041 | 44.7341
6042 | 44.7341
6043 | 83.0865
6044 | 88.7088
6045 | 83.0865
6046 | 44.7341
6047 | 34.4487
6048 | 34.0935
6049 | 28.9877
6050 | 28.9877
6051 | 28.9877
6052 | 21.2821
6053 | 32.5327
6054 | 34.4489
6055 | 34.4489
6056 | 36.1448
6057 | 40.0191
6058 | 39.6588
6059 | 73.6382
6060 | 89.6093
6061 | 89.6093
6062 | 89.6093
6063 | 100.1723
6064 | 100.1723
6065 | 100.1723
6066 | 40.0191
6067 | 100.1723
6068 | 100.1723
6069 | 100.1723
6070 | 73.6382
6071 | 39.6588
6072 | 36.1448
6073 | 36.1046
6074 | 36.1046
6075 | 36.1046
6076 | 36.1046
6077 | 36.1046
6078 | 36.1046
6079 | 36.1046
6080 | 41.6498
6081 | 42.7544
6082 | 42.7544
6083 | 42.7544
6084 | 52.5221
6085 | 42.7544
6086 | 52.5221
6087 | 101.6328
6088 | 101.6328
6089 | 52.5221
6090 | 42.7544
6091 | 42.7544
6092 | 42.7544
6093 | 42.7544
6094 | 42.7544
6095 | 41.6498
6096 | 36.1046
6097 | 35.9039
6098 | 35.9039
6099 | 35.9039
6100 | 35.9039
6101 | 35.9039
6102 | 35.9039
6103 | 39.4042
6104 | 44.1981
6105 | 44.1981
6106 | 44.1981
6107 | 44.1981
6108 | 100.2934
6109 | 53.3534
6110 | 53.3534
6111 | 100.2934
6112 | 100.2934
6113 | 53.3534
6114 | 44.1981
6115 | 100.2934
6116 | 100.2934
6117 | 89.7301
6118 | 44.1981
6119 | 44.1981
6120 | 39.4042
6121 | 45.9969
6122 | 45.9969
6123 | 45.9969
6124 | 45.9969
6125 | 45.9969
6126 | 60.1701
6127 | 51.7365
6128 | 51.7365
6129 | 51.7365
6130 | 87.3397
6131 | 88.8921
6132 | 107.4424
6133 | 87.3397
6134 | 88.8921
6135 | 107.4424
6136 | 107.4424
6137 | 88.8921
6138 | 51.7365
6139 | 88.8921
6140 | 88.8921
6141 | 60.1701
6142 | 51.7365
6143 | 51.7365
6144 | 88.8921
6145 | 72.0274
6146 | 72.0274
6147 | 72.0274
6148 | 72.0274
6149 | 72.0274
6150 | 72.0274
6151 | 72.0274
6152 | 77.3225
6153 | 78.4612
6154 | 78.4612
6155 | 78.4612
6156 | 78.4612
6157 | 78.4612
6158 | 78.4612
6159 | 78.4612
6160 | 78.4612
6161 | 78.4612
6162 | 78.4612
6163 | 78.4612
6164 | 78.4612
6165 | 78.4612
6166 | 78.4612
6167 | 77.3225
6168 | 77.3225
6169 | 59.4426
6170 | 59.4426
6171 | 59.4426
6172 | 59.2048
6173 | 59.2048
6174 | 59.2048
6175 | 59.2048
6176 | 59.2048
6177 | 59.4426
6178 | 68.6735
6179 | 75.7823
6180 | 75.7823
6181 | 75.7823
6182 | 75.7823
6183 | 75.7823
6184 | 75.7823
6185 | 75.7823
6186 | 68.6735
6187 | 98.0629
6188 | 98.0629
6189 | 98.0629
6190 | 94.6632
6191 | 75.7823
6192 | 68.6735
6193 | 64.407
6194 | 64.407
6195 | 64.407
6196 | 64.1928
6197 | 64.407
6198 | 82.6978
6199 | 82.6978
6200 | 82.6978
6201 | 82.6978
6202 | 82.6978
6203 | 82.6978
6204 | 83.1844
6205 | 82.6978
6206 | 82.6978
6207 | 83.1844
6208 | 83.1844
6209 | 82.6978
6210 | 82.6978
6211 | 103.2719
6212 | 114.415
6213 | 103.2719
6214 | 82.6978
6215 | 82.6978
6216 | 82.6978
6217 | 97.5357
6218 | 97.5357
6219 | 93.6029
6220 | 87.2644
6221 | 97.5357
6222 | 97.5357
6223 | 97.5357
6224 | 100.2608
6225 | 97.5357
6226 | 97.5357
6227 | 97.5357
6228 | 100.2608
6229 | 97.5357
6230 | 97.5357
6231 | 97.5357
6232 | 97.5357
6233 | 97.5357
6234 | 97.5357
6235 | 100.2608
6236 | 108.6637
6237 | 97.5357
6238 | 97.5357
6239 | 97.5357
6240 | 97.5357
6241 | 74.4078
6242 | 74.4078
6243 | 74.4078
6244 | 67.9477
6245 | 74.4078
6246 | 94.481
6247 | 94.481
6248 | 97.1591
6249 | 97.1591
6250 | 97.1591
6251 | 109.0989
6252 | 109.0989
6253 | 109.0989
6254 | 109.0989
6255 | 109.0989
6256 | 109.0989
6257 | 109.0989
6258 | 97.1591
6259 | 109.0989
6260 | 109.0989
6261 | 109.0989
6262 | 108.2429
6263 | 97.1591
6264 | 74.4078
6265 | 65.3206
6266 | 61.4705
6267 | 61.4705
6268 | 61.4705
6269 | 61.4705
6270 | 72.4538
6271 | 72.4538
6272 | 90.3651
6273 | 105.7852
6274 | 105.7852
6275 | 105.7852
6276 | 105.7852
6277 | 105.7852
6278 | 105.7852
6279 | 105.7852
6280 | 105.7852
6281 | 105.7852
6282 | 105.7852
6283 | 113.0918
6284 | 113.0918
6285 | 105.7852
6286 | 105.7852
6287 | 90.3651
6288 | 61.4705
6289 | 59.392
6290 | 59.392
6291 | 59.392
6292 | 42.6388
6293 | 59.392
6294 | 60.2071
6295 | 60.2071
6296 | 63.1037
6297 | 73.1002
6298 | 73.1002
6299 | 102.103
6300 | 102.103
6301 | 102.103
6302 | 102.103
6303 | 102.103
6304 | 102.103
6305 | 102.103
6306 | 76.2885
6307 | 102.103
6308 | 102.103
6309 | 102.103
6310 | 117.5586
6311 | 62.8945
6312 | 60.2071
6313 | 81.3342
6314 | 62.3388
6315 | 62.3388
6316 | 61.3839
6317 | 62.3388
6318 | 81.3342
6319 | 81.3342
6320 | 81.3342
6321 | 84.0946
6322 | 84.0946
6323 | 84.0946
6324 | 84.0946
6325 | 84.0946
6326 | 83.5388
6327 | 83.5388
6328 | 83.2616
6329 | 83.2616
6330 | 83.2616
6331 | 88.607
6332 | 88.607
6333 | 88.607
6334 | 84.0946
6335 | 81.3342
6336 | 81.3342
6337 | 75.7339
6338 | 75.7339
6339 | 75.7339
6340 | 75.7339
6341 | 75.7339
6342 | 75.7339
6343 | 75.7339
6344 | 75.7339
6345 | 75.7339
6346 | 86.1172
6347 | 86.1172
6348 | 86.1172
6349 | 86.1172
6350 | 86.1172
6351 | 86.1172
6352 | 86.1172
6353 | 86.1172
6354 | 86.1172
6355 | 88.3882
6356 | 88.3882
6357 | 88.3882
6358 | 86.1172
6359 | 86.1172
6360 | 83.3201
6361 | 60.1779
6362 | 60.1779
6363 | 60.1779
6364 | 60.1779
6365 | 60.1779
6366 | 64.3937
6367 | 69.1959
6368 | 69.1959
6369 | 69.1959
6370 | 114.4009
6371 | 103.2577
6372 | 114.4009
6373 | 103.2577
6374 | 114.4009
6375 | 114.4009
6376 | 114.4009
6377 | 103.2577
6378 | 103.2577
6379 | 114.4009
6380 | 114.4009
6381 | 103.2577
6382 | 95.275
6383 | 69.1959
6384 | 69.1959
6385 | 72.3787
6386 | 72.3787
6387 | 72.3787
6388 | 72.3787
6389 | 72.3787
6390 | 84.0718
6391 | 84.0718
6392 | 84.0718
6393 | 93.6571
6394 | 93.6571
6395 | 93.6571
6396 | 93.6571
6397 | 93.6571
6398 | 93.6571
6399 | 126.1105
6400 | 93.6571
6401 | 93.6571
6402 | 93.6571
6403 | 126.1105
6404 | 126.1105
6405 | 93.6571
6406 | 93.6571
6407 | 84.0718
6408 | 84.0718
6409 | 78.5566
6410 | 78.5566
6411 | 73.7499
6412 | 73.7499
6413 | 78.5566
6414 | 78.5566
6415 | 78.5566
6416 | 99.7322
6417 | 109.0208
6418 | 109.0208
6419 | 114.1057
6420 | 114.1057
6421 | 114.1057
6422 | 114.1057
6423 | 114.1057
6424 | 114.1057
6425 | 114.1057
6426 | 114.1057
6427 | 114.1057
6428 | 114.1057
6429 | 114.1057
6430 | 109.0208
6431 | 78.5566
6432 | 78.5566
6433 | 49.7816
6434 | 49.7816
6435 | 49.7816
6436 | 49.7816
6437 | 49.7816
6438 | 75.2989
6439 | 75.2989
6440 | 75.2989
6441 | 75.2989
6442 | 80.0633
6443 | 79.5803
6444 | 79.5803
6445 | 79.5803
6446 | 79.5803
6447 | 79.5803
6448 | 80.0633
6449 | 79.5803
6450 | 79.5803
6451 | 111.7185
6452 | 75.6286
6453 | 79.5803
6454 | 79.5803
6455 | 75.2989
6456 | 49.7816
6457 | 46.1715
6458 | 46.1715
6459 | 46.1715
6460 | 46.1715
6461 | 46.1715
6462 | 57.4066
6463 | 61.4233
6464 | 70.1702
6465 | 68.5633
6466 | 68.5633
6467 | 72.0591
6468 | 72.0591
6469 | 72.0591
6470 | 72.0591
6471 | 103.6847
6472 | 103.6847
6473 | 72.0591
6474 | 68.5633
6475 | 120.2164
6476 | 120.2164
6477 | 72.0591
6478 | 68.5633
6479 | 68.5633
6480 | 70.1702
6481 | 69.9034
6482 | 65.0953
6483 | 65.0953
6484 | 65.0953
6485 | 65.0953
6486 | 65.0953
6487 | 65.0953
6488 | 69.9034
6489 | 69.9034
6490 | 70.3008
6491 | 70.3008
6492 | 85.1535
6493 | 76.1659
6494 | 85.1535
6495 | 85.1535
6496 | 70.3008
6497 | 70.3008
6498 | 70.3008
6499 | 117.4312
6500 | 117.4312
6501 | 117.4312
6502 | 94.1451
6503 | 70.3008
6504 | 69.9034
6505 | 66.0556
6506 | 64.8007
6507 | 64.8007
6508 | 64.8007
6509 | 63.5578
6510 | 63.5578
6511 | 63.5578
6512 | 63.5578
6513 | 64.8007
6514 | 64.8007
6515 | 66.0556
6516 | 73.3943
6517 | 73.3943
6518 | 73.3943
6519 | 66.0556
6520 | 66.0556
6521 | 64.8007
6522 | 64.8007
6523 | 122.0893
6524 | 122.0893
6525 | 122.0893
6526 | 122.0893
6527 | 81.7559
6528 | 66.0556
6529 | 93.2722
6530 | 93.2722
6531 | 82.071
6532 | 82.071
6533 | 93.2722
6534 | 93.2722
6535 | 93.2722
6536 | 93.2722
6537 | 93.2722
6538 | 95.7061
6539 | 130.2
6540 | 130.2
6541 | 130.2
6542 | 130.2
6543 | 130.2
6544 | 130.2
6545 | 130.2
6546 | 122.3228
6547 | 130.2
6548 | 130.2
6549 | 122.3228
6550 | 93.7564
6551 | 93.2722
6552 | 93.2722
6553 | 96.9863
6554 | 96.9863
6555 | 94.5053
6556 | 94.5053
6557 | 96.9863
6558 | 96.9863
6559 | 96.9863
6560 | 96.9863
6561 | 99.4995
6562 | 100.006
6563 | 115.3081
6564 | 115.3081
6565 | 115.3081
6566 | 115.3081
6567 | 115.3081
6568 | 115.3081
6569 | 115.3081
6570 | 115.3081
6571 | 115.3081
6572 | 126.9701
6573 | 115.3081
6574 | 115.3081
6575 | 96.9863
6576 | 96.9863
6577 | 120.4165
6578 | 101.2903
6579 | 101.2903
6580 | 101.2903
6581 | 101.2903
6582 | 120.4165
6583 | 120.4165
6584 | 120.4165
6585 | 120.5876
6586 | 120.5876
6587 | 120.5876
6588 | 120.5876
6589 | 120.5876
6590 | 120.5876
6591 | 120.9873
6592 | 120.9873
6593 | 120.5876
6594 | 120.5876
6595 | 120.9873
6596 | 120.9873
6597 | 120.5876
6598 | 120.5876
6599 | 120.5876
6600 | 120.4165
6601 | 68.6757
6602 | 38.8617
6603 | 29.4815
6604 | 29.4815
6605 | 38.8617
6606 | 68.6757
6607 | 108.0338
6608 | 108.0338
6609 | 108.0338
6610 | 108.0338
6611 | 132.5005
6612 | 132.5005
6613 | 132.5005
6614 | 132.5005
6615 | 132.5005
6616 | 132.5005
6617 | 132.5005
6618 | 112.201
6619 | 132.5005
6620 | 132.5005
6621 | 132.5005
6622 | 108.0338
6623 | 108.0338
6624 | 64.6238
6625 | 38.7112
6626 | 29.3685
6627 | 29.3685
6628 | 29.3685
6629 | 38.7112
6630 | 76.2703
6631 | 76.2703
6632 | 76.2703
6633 | 76.7029
6634 | 76.7029
6635 | 76.7029
6636 | 132.3238
6637 | 76.7029
6638 | 76.7029
6639 | 132.3238
6640 | 132.3238
6641 | 90.2492
6642 | 76.7029
6643 | 133.4642
6644 | 133.4642
6645 | 133.4642
6646 | 133.4642
6647 | 76.7029
6648 | 76.2703
6649 | 77.3571
6650 | 77.3571
6651 | 77.3571
6652 | 76.5902
6653 | 77.3571
6654 | 77.3571
6655 | 77.3571
6656 | 77.3571
6657 | 95.8726
6658 | 95.8726
6659 | 95.8726
6660 | 130.8698
6661 | 130.8698
6662 | 95.8726
6663 | 95.8726
6664 | 95.8726
6665 | 95.8726
6666 | 95.8726
6667 | 130.8698
6668 | 130.8698
6669 | 95.8726
6670 | 95.8726
6671 | 95.8726
6672 | 77.3571
6673 | 116.5986
6674 | 91.7366
6675 | 79.0315
6676 | 79.0315
6677 | 79.0315
6678 | 79.0315
6679 | 79.0315
6680 | 79.0315
6681 | 79.0315
6682 | 79.0315
6683 | 116.5986
6684 | 116.5986
6685 | 116.5986
6686 | 116.5986
6687 | 116.5986
6688 | 83.9485
6689 | 79.0315
6690 | 79.0315
6691 | 116.5986
6692 | 116.5986
6693 | 116.5986
6694 | 116.5986
6695 | 116.5986
6696 | 79.0315
6697 | 48.0077
6698 | 48.0077
6699 | 38.7738
6700 | 48.0077
6701 | 48.0077
6702 | 60.6496
6703 | 60.6496
6704 | 74.7673
6705 | 74.7673
6706 | 74.7673
6707 | 84.4481
6708 | 84.4481
6709 | 84.4481
6710 | 84.4481
6711 | 84.4481
6712 | 84.4481
6713 | 84.4481
6714 | 84.4481
6715 | 134.9449
6716 | 135.5157
6717 | 84.4481
6718 | 84.4481
6719 | 74.7673
6720 | 74.7673
6721 | 59.9518
6722 | 59.9518
6723 | 59.9518
6724 | 59.9518
6725 | 59.9518
6726 | 59.9518
6727 | 59.995
6728 | 62.246
6729 | 134.7346
6730 | 134.7346
6731 | 136.4435
6732 | 136.4435
6733 | 134.7346
6734 | 134.7346
6735 | 134.7346
6736 | 134.7346
6737 | 134.7346
6738 | 62.246
6739 | 134.1674
6740 | 134.1674
6741 | 134.1674
6742 | 71.9756
6743 | 62.246
6744 | 59.995
6745 | 61.4425
6746 | 61.4425
6747 | 52.9383
6748 | 52.9383
6749 | 52.9383
6750 | 61.4425
6751 | 64.1564
6752 | 64.1564
6753 | 136.4055
6754 | 136.4055
6755 | 136.4055
6756 | 136.4055
6757 | 136.4055
6758 | 136.4055
6759 | 136.4055
6760 | 136.4055
6761 | 136.4055
6762 | 136.4055
6763 | 136.4055
6764 | 136.4055
6765 | 134.1293
6766 | 127.4158
6767 | 96.4336
6768 | 64.1564
6769 | 65.4864
6770 | 65.4864
6771 | 54.3627
6772 | 54.3627
6773 | 54.3627
6774 | 65.4864
6775 | 65.4864
6776 | 71.5268
6777 | 71.5268
6778 | 73.1826
6779 | 77.8336
6780 | 125.5945
6781 | 125.5945
6782 | 125.5945
6783 | 135.037
6784 | 125.5945
6785 | 95.4782
6786 | 95.4782
6787 | 137.8794
6788 | 137.8794
6789 | 135.037
6790 | 73.1826
6791 | 71.5268
6792 | 71.5268
6793 | 63.3735
6794 | 62.6168
6795 | 62.6168
6796 | 62.6168
6797 | 62.6168
6798 | 63.3735
6799 | 63.3735
6800 | 70.3876
6801 | 143.1517
6802 | 143.7226
6803 | 143.7226
6804 | 143.1517
6805 | 117.9079
6806 | 117.9079
6807 | 117.9079
6808 | 117.9079
6809 | 117.9079
6810 | 74.0327
6811 | 131.9731
6812 | 131.9731
6813 | 117.9079
6814 | 74.0327
6815 | 63.3735
6816 | 63.3735
6817 | 65.8767
6818 | 65.1082
6819 | 65.1082
6820 | 65.1082
6821 | 65.1082
6822 | 65.1082
6823 | 65.8767
6824 | 65.8767
6825 | 73.8104
6826 | 73.8104
6827 | 82.195
6828 | 82.195
6829 | 82.195
6830 | 82.195
6831 | 73.8104
6832 | 73.8104
6833 | 71.986
6834 | 71.986
6835 | 144.8157
6836 | 144.8157
6837 | 141.9727
6838 | 73.8104
6839 | 65.8767
6840 | 65.8767
6841 | 100.4731
6842 | 100.1876
6843 | 100.1876
6844 | 97.6363
6845 | 97.6363
6846 | 97.6363
6847 | 94.5627
6848 | 97.6363
6849 | 100.1876
6850 | 100.4731
6851 | 100.4731
6852 | 100.4731
6853 | 100.4731
6854 | 100.4731
6855 | 100.4731
6856 | 100.4731
6857 | 100.4731
6858 | 100.4731
6859 | 100.4731
6860 | 100.4731
6861 | 100.4731
6862 | 100.4731
6863 | 100.4731
6864 | 100.1876
6865 | 90.3394
6866 | 78.6911
6867 | 76.4144
6868 | 76.4144
6869 | 76.4144
6870 | 76.4144
6871 | 76.4144
6872 | 76.4144
6873 | 78.6911
6874 | 90.3394
6875 | 131.8131
6876 | 131.8131
6877 | 131.8131
6878 | 131.8131
6879 | 131.8131
6880 | 90.3394
6881 | 90.3394
6882 | 131.8131
6883 | 131.8131
6884 | 132.0987
6885 | 131.8131
6886 | 131.8131
6887 | 131.8131
6888 | 90.3394
6889 | 48.7262
6890 | 48.7262
6891 | 48.7262
6892 | 48.7262
6893 | 48.7262
6894 | 52.4636
6895 | 52.4636
6896 | 74.8662
6897 | 74.8662
6898 | 76.9473
6899 | 132.6874
6900 | 118.1981
6901 | 76.9473
6902 | 118.1981
6903 | 118.1981
6904 | 118.1981
6905 | 118.1981
6906 | 118.1981
6907 | 143.0636
6908 | 132.6874
6909 | 118.1981
6910 | 132.6874
6911 | 74.8662
6912 | 52.4636
6913 | 36.3666
6914 | 36.3666
6915 | 36.3666
6916 | 36.3666
6917 | 36.3666
6918 | 36.3666
6919 | 36.3666
6920 | 53.9067
6921 | 132.6076
6922 | 142.3936
6923 | 143.5342
6924 | 143.5342
6925 | 142.3936
6926 | 142.3936
6927 | 143.5342
6928 | 143.5342
6929 | 132.6076
6930 | 132.6076
6931 | 143.5342
6932 | 142.9633
6933 | 142.3936
6934 | 127.1715
6935 | 53.9067
6936 | 53.9067
6937 | 58.2911
6938 | 58.2911
6939 | 58.2911
6940 | 58.2911
6941 | 58.2911
6942 | 58.2911
6943 | 58.2911
6944 | 69.1365
6945 | 69.1365
6946 | 69.1365
6947 | 69.1365
6948 | 120.9288
6949 | 69.1365
6950 | 71.2161
6951 | 122.1254
6952 | 122.1254
6953 | 120.9288
6954 | 69.1365
6955 | 139.5482
6956 | 139.5482
6957 | 122.1254
6958 | 71.2161
6959 | 69.1365
6960 | 58.2911
6961 | 81.6829
6962 | 72.8556
6963 | 72.8556
6964 | 72.8556
6965 | 72.8556
6966 | 81.6829
6967 | 81.6829
6968 | 81.6829
6969 | 81.6829
6970 | 81.6829
6971 | 81.6829
6972 | 134.8787
6973 | 81.6829
6974 | 81.6829
6975 | 129.9968
6976 | 129.9968
6977 | 81.6829
6978 | 129.9968
6979 | 129.9968
6980 | 129.9968
6981 | 129.9968
6982 | 129.9968
6983 | 81.6829
6984 | 72.8556
6985 | 56.3322
6986 | 33.5238
6987 | 23.2886
6988 | 23.2886
6989 | 25.9767
6990 | 25.9767
6991 | 25.9767
6992 | 56.3322
6993 | 79.1846
6994 | 79.1846
6995 | 79.1846
6996 | 79.1846
6997 | 79.1846
6998 | 79.1846
6999 | 79.1846
7000 | 79.1846
7001 | 79.1846
7002 | 79.1846
7003 | 137.5182
7004 | 123.0623
7005 | 79.1846
7006 | 79.1846
7007 | 68.345
7008 | 28.1361
7009 | 51.0193
7010 | 51.0193
7011 | 51.0193
7012 | 51.0193
7013 | 44.1158
7014 | 36.931
7015 | 51.0193
7016 | 51.0193
7017 | 51.0193
7018 | 83.2953
7019 | 83.2953
7020 | 83.2953
7021 | 83.2953
7022 | 83.2953
7023 | 74.3862
7024 | 74.3862
7025 | 51.0193
7026 | 74.3862
7027 | 101.6351
7028 | 91.2357
7029 | 90.6951
7030 | 74.3862
7031 | 83.2953
7032 | 51.0193
7033 | 40.6435
7034 | 34.0196
7035 | 40.6435
7036 | 15.3559
7037 | 67.0788
7038 | 81.6141
7039 | 84.0919
7040 | 84.0919
7041 | 84.1493
7042 | 84.1493
7043 | 84.1493
7044 | 110.158
7045 | 110.158
7046 | 110.158
7047 | 110.158
7048 | 110.158
7049 | 84.1493
7050 | 84.1493
7051 | 110.158
7052 | 110.158
7053 | 84.1493
7054 | 84.1493
7055 | 84.0919
7056 | 84.0919
7057 | 3.6354
7058 | 3.6354
7059 | 3.6354
7060 | 3.6354
7061 | 3.6354
7062 | 26.0464
7063 | 30.3374
7064 | 55.3099
7065 | 55.3099
7066 | 55.3099
7067 | 55.3099
7068 | 65.4552
7069 | 55.3099
7070 | 55.3099
7071 | 65.4552
7072 | 65.4552
7073 | 55.3099
7074 | 60.6387
7075 | 65.4552
7076 | 65.4552
7077 | 60.6387
7078 | 55.3099
7079 | 149.9169
7080 | 18.382
7081 | 4.0094
7082 | 4.0094
7083 | 4.0094
7084 | 3.948
7085 | 4.0094
7086 | 30.3706
7087 | 30.3706
7088 | 30.3706
7089 | 30.3706
7090 | 30.3706
7091 | 46.9572
7092 | 46.9572
7093 | 46.9572
7094 | 46.9572
7095 | 46.9572
7096 | 46.9572
7097 | 46.9572
7098 | 46.9572
7099 | 129.9702
7100 | 79.1082
7101 | 46.9572
7102 | 46.9572
7103 | 30.3706
7104 | 30.3706
7105 | 11.5795
7106 | 9.4474
7107 | 9.4474
7108 | 9.4474
7109 | 22.6024
7110 | 21.2907
7111 | 21.2907
7112 | 21.2907
7113 | 21.2907
7114 | 23.2729
7115 | 140.9234
7116 | 149.9268
7117 | 32.0829
7118 | 149.9268
7119 | 46.981
7120 | 46.981
7121 | 46.981
7122 | 24.1821
7123 | 46.981
7124 | 46.981
7125 | 24.964
7126 | 23.2729
7127 | 21.2907
7128 | 21.2907
7129 | 20.5007
7130 | 23.3988
7131 | 18.1013
7132 | 9.752
7133 | 20.5007
7134 | 20.5007
7135 | 20.5007
7136 | 23.3988
7137 | 23.3988
7138 | 26.1648
7139 | 26.1648
7140 | 26.1648
7141 | 26.1648
7142 | 26.1648
7143 | 26.1648
7144 | 26.1648
7145 | 26.1648
7146 | 26.1648
7147 | 144.0586
7148 | 66.7471
7149 | 26.1648
7150 | 26.1648
7151 | 26.1648
7152 | 23.3988
7153 | 43.2424
7154 | 43.2424
7155 | 23.8302
7156 | 49.9161
7157 | 23.8302
7158 | 43.2424
7159 | 43.2424
7160 | 48.8477
7161 | 48.8477
7162 | 49.9161
7163 | 55.7542
7164 | 55.7542
7165 | 55.7542
7166 | 57.638
7167 | 57.638
7168 | 49.9161
7169 | 48.8477
7170 | 49.9161
7171 | 55.7542
7172 | 55.7542
7173 | 55.7542
7174 | 49.9161
7175 | 48.8477
7176 | 48.8477
7177 | 47.1937
7178 | 47.1937
7179 | 23.9708
7180 | 23.9708
7181 | 21.464
7182 | 20.9435
7183 | 14.5116
7184 | 23.9708
7185 | 57.799
7186 | 47.1937
7187 | 47.1937
7188 | 47.1937
7189 | 47.1937
7190 | 47.1937
7191 | 47.1937
7192 | 47.1937
7193 | 47.1937
7194 | 47.1937
7195 | 49.0077
7196 | 49.0077
7197 | 49.0077
7198 | 47.1937
7199 | 47.1937
7200 | 47.1937
7201 | 8.2554
7202 | 8.2554
7203 | 8.2554
7204 | 8.2554
7205 | 8.2554
7206 | 23.8103
7207 | 37.8924
7208 | 43.8394
7209 | 43.8394
7210 | 43.8394
7211 | 58.2463
7212 | 58.2463
7213 | 58.2463
7214 | 58.2463
7215 | 58.2463
7216 | 58.2463
7217 | 58.2463
7218 | 58.2463
7219 | 58.2463
7220 | 58.2463
7221 | 58.2463
7222 | 43.8394
7223 | 43.8394
7224 | 43.8394
7225 | 4.4975
7226 | 4.4975
7227 | 4.4975
7228 | 4.4975
7229 | 4.4975
7230 | 11.4424
7231 | 11.4424
7232 | 14.4182
7233 | 24.6793
7234 | 38.3267
7235 | 38.3267
7236 | 38.3267
7237 | 38.3267
7238 | 38.3267
7239 | 38.3267
7240 | 38.3267
7241 | 38.3267
7242 | 38.3267
7243 | 69.9346
7244 | 106.6474
7245 | 38.3267
7246 | 38.3267
7247 | 20.4035
7248 | 11.4424
7249 | 23.0762
7250 | 23.0762
7251 | 18.5961
7252 | 18.5961
7253 | 33.2906
7254 | 33.2906
7255 | 33.2906
7256 | 33.2906
7257 | 49.7176
7258 | 49.7176
7259 | 49.7176
7260 | 49.7176
7261 | 49.7176
7262 | 49.7176
7263 | 49.7176
7264 | 49.7176
7265 | 49.7176
7266 | 49.7176
7267 | 66.2477
7268 | 66.2477
7269 | 49.7176
7270 | 49.7176
7271 | 39.553
7272 | 33.2906
7273 | 34.5128
7274 | 34.5128
7275 | 34.5128
7276 | 34.5128
7277 | 34.5128
7278 | 34.5128
7279 | 34.5128
7280 | 34.5128
7281 | 44.9097
7282 | 44.9097
7283 | 57.8106
7284 | 57.8106
7285 | 57.8106
7286 | 57.8106
7287 | 57.8106
7288 | 57.8106
7289 | 57.8106
7290 | 44.9097
7291 | 57.8106
7292 | 57.8106
7293 | 57.8106
7294 | 44.9097
7295 | 34.5128
7296 | 34.5128
7297 | 25.5708
7298 | 25.5708
7299 | 25.5708
7300 | 25.5708
7301 | 25.5708
7302 | 25.5708
7303 | 30.8843
7304 | 45.2316
7305 | 45.2316
7306 | 45.2316
7307 | 49.8321
7308 | 49.8321
7309 | 73.2909
7310 | 49.8321
7311 | 62.8359
7312 | 49.8321
7313 | 49.8321
7314 | 49.8321
7315 | 62.8359
7316 | 49.8321
7317 | 49.8321
7318 | 45.2316
7319 | 45.2316
7320 | 45.2316
7321 | 33.1076
7322 | 32.2673
7323 | 32.2673
7324 | 33.1076
7325 | 33.1076
7326 | 33.1076
7327 | 33.1076
7328 | 39.7548
7329 | 46.507
7330 | 46.507
7331 | 46.507
7332 | 56.5175
7333 | 46.507
7334 | 46.507
7335 | 46.507
7336 | 46.507
7337 | 46.507
7338 | 46.507
7339 | 60.4513
7340 | 60.4513
7341 | 56.5175
7342 | 46.507
7343 | 46.507
7344 | 39.7548
7345 | 60.9589
7346 | 46.4956
7347 | 46.4956
7348 | 46.4956
7349 | 46.4956
7350 | 46.4956
7351 | 46.4956
7352 | 46.4956
7353 | 46.4956
7354 | 47.4991
7355 | 47.4991
7356 | 47.4991
7357 | 47.4991
7358 | 47.4991
7359 | 47.4991
7360 | 47.4991
7361 | 47.4991
7362 | 47.4991
7363 | 56.4611
7364 | 56.4611
7365 | 56.4611
7366 | 55.9125
7367 | 47.4991
7368 | 47.4991
7369 | 54.5517
7370 | 54.5517
7371 | 54.5517
7372 | 54.5517
7373 | 54.5517
7374 | 54.5517
7375 | 54.5517
7376 | 54.5517
7377 | 54.5517
7378 | 54.5517
7379 | 56.1893
7380 | 56.1893
7381 | 60.1045
7382 | 60.6746
7383 | 56.1893
7384 | 56.1893
7385 | 54.5517
7386 | 56.1893
7387 | 60.6746
7388 | 60.6746
7389 | 60.1045
7390 | 60.1045
7391 | 54.5517
7392 | 54.5517
7393 | 33.7176
7394 | 22.1506
7395 | 19.6448
7396 | 19.6448
7397 | 33.7176
7398 | 36.9855
7399 | 33.7176
7400 | 36.9855
7401 | 55.5922
7402 | 58.7091
7403 | 58.7091
7404 | 58.7091
7405 | 58.7091
7406 | 58.7091
7407 | 58.7091
7408 | 58.7091
7409 | 58.7091
7410 | 58.7091
7411 | 69.14
7412 | 69.14
7413 | 60.8342
7414 | 58.7091
7415 | 58.7091
7416 | 36.9855
7417 | 52.1389
7418 | 52.1389
7419 | 52.1389
7420 | 52.1389
7421 | 52.1389
7422 | 52.1389
7423 | 52.1389
7424 | 56.3599
7425 | 59.2652
7426 | 66.848
7427 | 80.4999
7428 | 80.4999
7429 | 80.4999
7430 | 80.4999
7431 | 80.4999
7432 | 80.4999
7433 | 80.4999
7434 | 80.4999
7435 | 80.4999
7436 | 80.4999
7437 | 80.4999
7438 | 66.848
7439 | 56.3599
7440 | 56.3599
7441 | 36.0319
7442 | 36.0319
7443 | 36.0319
7444 | 36.0319
7445 | 36.0319
7446 | 51.6219
7447 | 51.6219
7448 | 51.6219
7449 | 52.0474
7450 | 71.9991
7451 | 73.0057
7452 | 78.1435
7453 | 73.0057
7454 | 78.1435
7455 | 78.1435
7456 | 93.4587
7457 | 73.0057
7458 | 71.9991
7459 | 77.6219
7460 | 73.0057
7461 | 71.9991
7462 | 52.0474
7463 | 51.6219
7464 | 51.6219
7465 | 52.2154
7466 | 52.2154
7467 | 52.2154
7468 | 52.2154
7469 | 52.2154
7470 | 52.2154
7471 | 52.2154
7472 | 58.6238
7473 | 63.102
7474 | 63.102
7475 | 67.745
7476 | 67.745
7477 | 67.745
7478 | 67.745
7479 | 73.5342
7480 | 99.0642
7481 | 67.745
7482 | 67.745
7483 | 73.5342
7484 | 67.745
7485 | 67.745
7486 | 63.102
7487 | 63.102
7488 | 58.6238
7489 | 58.4982
7490 | 58.4982
7491 | 58.4982
7492 | 58.4982
7493 | 58.4982
7494 | 58.4982
7495 | 58.4982
7496 | 65.5571
7497 | 71.965
7498 | 71.965
7499 | 71.965
7500 | 71.965
7501 | 71.965
7502 | 71.965
7503 | 71.965
7504 | 71.965
7505 | 71.965
7506 | 71.965
7507 | 85.3912
7508 | 85.3912
7509 | 71.965
7510 | 71.965
7511 | 65.5571
7512 | 61.1284
7513 | 71.3642
7514 | 71.3642
7515 | 71.3642
7516 | 71.3642
7517 | 71.3642
7518 | 71.3642
7519 | 63.444
7520 | 71.3642
7521 | 71.3642
7522 | 81.8918
7523 | 83.0011
7524 | 85.807
7525 | 85.807
7526 | 85.807
7527 | 85.807
7528 | 85.807
7529 | 83.0011
7530 | 83.0011
7531 | 87.5128
7532 | 87.5128
7533 | 87.5128
7534 | 85.807
7535 | 81.8918
7536 | 81.8918
7537 | 79.9279
7538 | 79.9279
7539 | 79.9279
7540 | 79.9279
7541 | 79.9279
7542 | 79.9279
7543 | 79.9279
7544 | 79.9279
7545 | 82.9798
7546 | 82.9798
7547 | 82.9798
7548 | 82.9798
7549 | 82.9798
7550 | 82.9798
7551 | 82.9798
7552 | 82.9798
7553 | 82.9798
7554 | 82.9798
7555 | 86.3744
7556 | 86.3744
7557 | 86.3744
7558 | 82.9798
7559 | 82.9798
7560 | 82.9798
7561 | 79.4773
7562 | 79.4773
7563 | 77.6118
7564 | 77.6118
7565 | 77.6118
7566 | 79.4773
7567 | 83.2747
7568 | 83.2747
7569 | 86.7682
7570 | 86.7682
7571 | 89.7058
7572 | 89.7058
7573 | 86.7682
7574 | 89.7058
7575 | 89.7058
7576 | 89.7058
7577 | 89.7058
7578 | 89.7058
7579 | 90.2763
7580 | 90.2763
7581 | 89.7058
7582 | 89.7058
7583 | 86.7682
7584 | 83.2747
7585 | 5.9728
7586 | 5.9728
7587 | 5.9728
7588 | 5.9728
7589 | 5.9728
7590 | 16.4283
7591 | 14.3623
7592 | 5.9728
7593 | 78.6532
7594 | 78.6532
7595 | 95.2848
7596 | 95.2848
7597 | 95.2848
7598 | 95.2848
7599 | 95.2848
7600 | 95.2848
7601 | 78.6532
7602 | 95.2848
7603 | 95.2848
7604 | 95.2848
7605 | 95.2848
7606 | 92.449
7607 | 78.6532
7608 | 5.9728
7609 | 37.4838
7610 | 36.8715
7611 | 36.8715
7612 | 36.8715
7613 | 36.8715
7614 | 41.5389
7615 | 41.5389
7616 | 41.5389
7617 | 58.6282
7618 | 84.0916
7619 | 84.0916
7620 | 84.0916
7621 | 84.0916
7622 | 84.0916
7623 | 84.0916
7624 | 84.0916
7625 | 84.0916
7626 | 84.0916
7627 | 84.5481
7628 | 84.5481
7629 | 84.5481
7630 | 84.0916
7631 | 68.9594
7632 | 41.5389
7633 | 33.8788
7634 | 33.8788
7635 | 33.8788
7636 | 33.8788
7637 | 33.8788
7638 | 33.8788
7639 | 33.8788
7640 | 35.1853
7641 | 59.2789
7642 | 59.2789
7643 | 59.2789
7644 | 59.2789
7645 | 59.2789
7646 | 59.2789
7647 | 59.2789
7648 | 59.2789
7649 | 59.2789
7650 | 59.2789
7651 | 59.4502
7652 | 59.4502
7653 | 59.2789
7654 | 59.2789
7655 | 59.2789
7656 | 33.8788
7657 | 30.4864
7658 | 30.4864
7659 | 30.4864
7660 | 30.4864
7661 | 30.4864
7662 | 30.4864
7663 | 30.4864
7664 | 39.9996
7665 | 44.7013
7666 | 50.631
7667 | 50.631
7668 | 50.631
7669 | 50.631
7670 | 50.631
7671 | 50.631
7672 | 50.631
7673 | 44.7013
7674 | 50.631
7675 | 50.631
7676 | 50.631
7677 | 50.631
7678 | 50.631
7679 | 39.9996
7680 | 30.4864
7681 | 38.189
7682 | 38.189
7683 | 26.9356
7684 | 26.9356
7685 | 38.189
7686 | 26.9356
7687 | 21.3456
7688 | 38.189
7689 | 45.4128
7690 | 45.4128
7691 | 45.4128
7692 | 45.4128
7693 | 50.3059
7694 | 50.3059
7695 | 45.4128
7696 | 45.4128
7697 | 45.4128
7698 | 45.4128
7699 | 56.4165
7700 | 56.4165
7701 | 56.4165
7702 | 56.4165
7703 | 50.3059
7704 | 45.4128
7705 | 34.1937
7706 | 34.1937
7707 | 23.8372
7708 | 23.8372
7709 | 34.1937
7710 | 45.9276
7711 | 45.9276
7712 | 47.0488
7713 | 47.0488
7714 | 47.0488
7715 | 62.7411
7716 | 62.7411
7717 | 62.7411
7718 | 62.7411
7719 | 62.7411
7720 | 62.7411
7721 | 62.7411
7722 | 63.8789
7723 | 62.7411
7724 | 62.7411
7725 | 62.7411
7726 | 47.0488
7727 | 45.9276
7728 | 45.9276
7729 | 25.875
7730 | 25.875
7731 | 22.2827
7732 | 22.2827
7733 | 25.875
7734 | 25.875
7735 | 25.875
7736 | 45.6494
7737 | 45.6494
7738 | 45.6494
7739 | 66.2465
7740 | 87.6129
7741 | 66.2465
7742 | 45.6494
7743 | 66.2465
7744 | 87.6129
7745 | 66.2465
7746 | 66.2465
7747 | 87.6129
7748 | 87.6129
7749 | 87.6129
7750 | 45.6494
7751 | 45.6494
7752 | 36.0298
7753 | 32.3967
7754 | 32.3967
7755 | 32.3967
7756 | 27.0374
7757 | 32.3967
7758 | 45.007
7759 | 45.007
7760 | 57.6754
7761 | 57.6754
7762 | 75.86
7763 | 75.86
7764 | 75.86
7765 | 75.86
7766 | 75.86
7767 | 75.86
7768 | 75.86
7769 | 75.86
7770 | 75.86
7771 | 75.86
7772 | 75.86
7773 | 75.86
7774 | 65.3913
7775 | 57.6754
7776 | 45.007
7777 | 45.2979
7778 | 39.8606
7779 | 16.2398
7780 | 16.2398
7781 | 16.2398
7782 | 39.8606
7783 | 45.2979
7784 | 39.8606
7785 | 71.1739
7786 | 71.1739
7787 | 71.1739
7788 | 76.167
7789 | 76.167
7790 | 76.167
7791 | 76.167
7792 | 71.1739
7793 | 71.1739
7794 | 71.1739
7795 | 76.167
7796 | 76.167
7797 | 71.1739
7798 | 71.1739
7799 | 56.9846
7800 | 45.2979
7801 | 16.9366
7802 | 16.9366
7803 | 16.6875
7804 | 16.6875
7805 | 16.9366
7806 | 16.9366
7807 | 34.484
7808 | 54.1882
7809 | 77.8595
7810 | 89.2223
7811 | 89.2223
7812 | 89.2223
7813 | 89.2223
7814 | 89.2223
7815 | 89.2223
7816 | 77.8595
7817 | 77.8595
7818 | 77.8595
7819 | 89.2223
7820 | 92.0573
7821 | 77.8595
7822 | 77.8595
7823 | 54.1882
7824 | 34.484
7825 | 34.7623
7826 | 34.7623
7827 | 32.2262
7828 | 32.2262
7829 | 32.2262
7830 | 32.2262
7831 | 33.7099
7832 | 35.3947
7833 | 35.3947
7834 | 55.7028
7835 | 62.6893
7836 | 89.023
7837 | 89.023
7838 | 62.6893
7839 | 62.6893
7840 | 55.7028
7841 | 55.7028
7842 | 55.7028
7843 | 89.023
7844 | 89.023
7845 | 89.023
7846 | 62.6893
7847 | 35.3947
7848 | 35.3947
7849 | 41.3152
7850 | 41.3152
7851 | 41.3152
7852 | 41.3152
7853 | 41.3152
7854 | 40.1619
7855 | 35.9751
7856 | 35.9751
7857 | 41.3152
7858 | 44.3436
7859 | 44.3436
7860 | 44.3436
7861 | 44.3436
7862 | 44.3436
7863 | 44.3436
7864 | 44.3436
7865 | 44.3436
7866 | 44.3436
7867 | 74.695
7868 | 74.695
7869 | 74.695
7870 | 44.3436
7871 | 44.3436
7872 | 44.3436
7873 | 34.7816
7874 | 34.7816
7875 | 34.1946
7876 | 28.0851
7877 | 34.1946
7878 | 34.8135
7879 | 42.2712
7880 | 44.2481
7881 | 44.2481
7882 | 44.2481
7883 | 59.8653
7884 | 59.8653
7885 | 59.8653
7886 | 59.8653
7887 | 59.8653
7888 | 59.8653
7889 | 59.8653
7890 | 59.8653
7891 | 90.3825
7892 | 59.8653
7893 | 59.8653
7894 | 59.8653
7895 | 44.2481
7896 | 44.2481
7897 | 32.5438
7898 | 32.5438
7899 | 32.5438
7900 | 32.5438
7901 | 42.6506
7902 | 43.9812
7903 | 51.8745
7904 | 51.8745
7905 | 57.9257
7906 | 57.9257
7907 | 57.9257
7908 | 57.9257
7909 | 57.9257
7910 | 57.9257
7911 | 70.4556
7912 | 57.9257
7913 | 57.9257
7914 | 57.9257
7915 | 57.9257
7916 | 57.9257
7917 | 57.9257
7918 | 57.9257
7919 | 51.8745
7920 | 42.6506
7921 | 34.0021
7922 | 34.0021
7923 | 34.0021
7924 | 34.0021
7925 | 34.0021
7926 | 34.0021
7927 | 37.5342
7928 | 39.7804
7929 | 39.7804
7930 | 39.7804
7931 | 49.1794
7932 | 53.41
7933 | 93.539
7934 | 53.41
7935 | 82.9969
7936 | 82.9969
7937 | 53.41
7938 | 49.1794
7939 | 93.539
7940 | 82.9969
7941 | 82.9969
7942 | 49.1794
7943 | 39.7804
7944 | 39.7804
7945 | 38.1456
7946 | 38.1456
7947 | 22.6611
7948 | 22.6611
7949 | 22.6611
7950 | 38.1456
7951 | 38.1456
7952 | 49.4436
7953 | 72.3597
7954 | 72.3597
7955 | 72.3597
7956 | 72.3597
7957 | 72.3597
7958 | 72.3597
7959 | 72.3597
7960 | 72.3597
7961 | 72.3597
7962 | 72.3597
7963 | 93.8248
7964 | 72.3597
7965 | 72.3597
7966 | 72.3597
7967 | 49.4436
7968 | 45.3825
7969 | 53.897
7970 | 53.897
7971 | 44.7358
7972 | 44.7358
7973 | 56.0979
7974 | 53.897
7975 | 56.0979
7976 | 53.897
7977 | 53.897
7978 | 56.0979
7979 | 62.4947
7980 | 92.6744
7981 | 92.6744
7982 | 92.6744
7983 | 92.6744
7984 | 92.6744
7985 | 53.897
7986 | 56.0979
7987 | 92.6744
7988 | 92.6744
7989 | 56.0979
7990 | 53.897
7991 | 53.897
7992 | 53.897
7993 | 45.1322
7994 | 43.5214
7995 | 42.3997
7996 | 43.5214
7997 | 43.5214
7998 | 43.5214
7999 | 43.5214
8000 | 45.1322
8001 | 45.1322
8002 | 51.2742
8003 | 51.2742
8004 | 93.7676
8005 | 93.7676
8006 | 51.2742
8007 | 45.1322
8008 | 45.1322
8009 | 45.1322
8010 | 45.1322
8011 | 93.7676
8012 | 93.7676
8013 | 93.7676
8014 | 51.2742
8015 | 45.1322
8016 | 45.1322
8017 | 35.6638
8018 | 35.6638
8019 | 35.6638
8020 | 35.6638
8021 | 35.6638
8022 | 35.6638
8023 | 34.6008
8024 | 34.6008
8025 | 35.6638
8026 | 35.6638
8027 | 35.6638
8028 | 35.6638
8029 | 40.4559
8030 | 40.4559
8031 | 40.4559
8032 | 35.6638
8033 | 35.6638
8034 | 35.6638
8035 | 91.3698
8036 | 91.3698
8037 | 91.3698
8038 | 41.2195
8039 | 40.4559
8040 | 35.6638
8041 | 34.4427
8042 | 34.4427
8043 | 34.4427
8044 | 28.9714
8045 | 34.4427
8046 | 34.4427
8047 | 34.4427
8048 | 80.5244
8049 | 79.9895
8050 | 79.9895
8051 | 80.5244
8052 | 91.5965
8053 | 91.0259
8054 | 91.0259
8055 | 91.5965
8056 | 91.5965
8057 | 80.5244
8058 | 79.9895
8059 | 91.5965
8060 | 91.5965
8061 | 91.0259
8062 | 79.9895
8063 | 79.9895
8064 | 34.4427
8065 | 42.8776
8066 | 42.8776
8067 | 42.8776
8068 | 38.2137
8069 | 42.8776
8070 | 46.97
8071 | 46.97
8072 | 78.1134
8073 | 86.9877
8074 | 86.9877
8075 | 86.9877
8076 | 86.9877
8077 | 86.9877
8078 | 86.9877
8079 | 86.9877
8080 | 86.9877
8081 | 86.9877
8082 | 86.9877
8083 | 87.5582
8084 | 87.5582
8085 | 86.9877
8086 | 86.9877
8087 | 46.97
8088 | 46.97
8089 | 45.6308
8090 | 45.6308
8091 | 42.1198
8092 | 42.1198
8093 | 45.6308
8094 | 45.6308
8095 | 45.6308
8096 | 45.6308
8097 | 45.6308
8098 | 81.149
8099 | 81.149
8100 | 94.0984
8101 | 81.149
8102 | 81.149
8103 | 88.4709
8104 | 88.4709
8105 | 88.4709
8106 | 72.1282
8107 | 81.149
8108 | 88.4709
8109 | 88.4709
8110 | 45.6308
8111 | 45.6308
8112 | 45.6308
8113 | 4.862
8114 | 15.7323
8115 | 12.4386
8116 | 4.862
8117 | 4.862
8118 | 31.7403
8119 | 30.1662
8120 | 48.8565
8121 | 51.2202
8122 | 51.2202
8123 | 51.2202
8124 | 77.9281
8125 | 77.9281
8126 | 77.9281
8127 | 82.8301
8128 | 82.8301
8129 | 77.9281
8130 | 51.2202
8131 | 88.4521
8132 | 88.4521
8133 | 77.9281
8134 | 51.2202
8135 | 51.2202
8136 | 48.8565
8137 | 46.7344
8138 | 43.8682
8139 | 43.8682
8140 | 43.8682
8141 | 43.8682
8142 | 46.7344
8143 | 43.8682
8144 | 44.6778
8145 | 51.4218
8146 | 51.4218
8147 | 83.1362
8148 | 88.2041
8149 | 83.1362
8150 | 83.1362
8151 | 88.2041
8152 | 88.2041
8153 | 83.1362
8154 | 83.1362
8155 | 88.2041
8156 | 88.2041
8157 | 51.4218
8158 | 51.4218
8159 | 46.7344
8160 | 43.8682
8161 | 54.8547
8162 | 52.1041
8163 | 52.1041
8164 | 52.1041
8165 | 52.1041
8166 | 52.1041
8167 | 52.1041
8168 | 54.8547
8169 | 54.8547
8170 | 83.079
8171 | 83.079
8172 | 83.079
8173 | 83.079
8174 | 83.079
8175 | 83.079
8176 | 83.079
8177 | 67.7017
8178 | 83.079
8179 | 83.079
8180 | 83.079
8181 | 82.224
8182 | 54.8547
8183 | 54.8547
8184 | 52.1041
8185 | 58.0226
8186 | 58.0226
8187 | 58.0226
8188 | 58.0226
8189 | 58.0226
8190 | 58.0226
8191 | 74.3242
8192 | 58.0226
8193 | 58.0226
8194 | 74.3242
8195 | 74.3242
8196 | 74.3242
8197 | 74.3242
8198 | 74.3242
8199 | 74.3242
8200 | 74.3242
8201 | 74.3242
8202 | 74.3242
8203 | 82.9449
8204 | 82.9449
8205 | 82.9449
8206 | 82.9449
8207 | 74.3242
8208 | 74.3242
8209 | 70.9631
8210 | 64.7959
8211 | 64.7959
8212 | 64.7959
8213 | 64.7959
8214 | 70.9631
8215 | 70.9631
8216 | 73.2125
8217 | 73.2125
8218 | 73.2125
8219 | 82.2995
8220 | 84.9328
8221 | 84.9328
8222 | 82.2995
8223 | 82.2995
8224 | 84.9328
8225 | 84.9328
8226 | 82.2995
8227 | 98.435
8228 | 98.435
8229 | 84.9328
8230 | 73.2125
8231 | 73.2125
8232 | 70.9631
8233 | 66.5852
8234 | 65.2305
8235 | 65.2305
8236 | 65.2305
8237 | 65.2305
8238 | 66.5852
8239 | 66.5852
8240 | 77.9235
8241 | 91.7441
8242 | 91.7441
8243 | 97.4233
8244 | 100.1876
8245 | 97.4233
8246 | 100.1876
8247 | 100.1876
8248 | 100.1876
8249 | 97.4233
8250 | 100.1876
8251 | 105.5464
8252 | 105.5464
8253 | 100.1876
8254 | 91.7441
8255 | 77.9235
8256 | 77.9235
8257 | 83.4761
8258 | 82.9851
8259 | 74.8591
8260 | 74.8591
8261 | 74.8591
8262 | 82.9851
8263 | 83.4761
8264 | 85.7037
8265 | 85.7037
8266 | 85.7037
8267 | 85.7037
8268 | 112.7138
8269 | 85.7037
8270 | 112.7138
8271 | 112.7138
8272 | 112.7138
8273 | 112.7138
8274 | 109.8748
8275 | 112.7138
8276 | 112.7138
8277 | 109.8748
8278 | 85.7037
8279 | 85.7037
8280 | 83.4761
8281 | 83.2666
8282 | 83.0261
8283 | 83.0261
8284 | 83.0261
8285 | 83.2666
8286 | 83.2666
8287 | 83.2666
8288 | 83.814
8289 | 83.814
8290 | 83.814
8291 | 83.814
8292 | 98.1213
8293 | 98.1213
8294 | 98.1213
8295 | 112.4702
8296 | 98.1213
8297 | 112.4702
8298 | 112.4702
8299 | 112.7557
8300 | 112.4702
8301 | 112.4702
8302 | 98.1213
8303 | 83.814
8304 | 83.814
8305 | 98.5136
8306 | 98.5136
8307 | 98.5136
8308 | 98.5136
8309 | 98.5136
8310 | 98.5136
8311 | 98.5136
8312 | 98.5136
8313 | 109.7746
8314 | 112.0429
8315 | 112.6136
8316 | 112.6136
8317 | 112.6136
8318 | 112.6136
8319 | 112.6136
8320 | 112.6136
8321 | 112.0429
8322 | 112.0429
8323 | 112.6136
8324 | 112.6136
8325 | 112.6136
8326 | 109.7746
8327 | 98.5136
8328 | 98.5136
8329 | 85.4927
8330 | 85.4927
8331 | 85.4927
8332 | 85.4927
8333 | 85.4927
8334 | 85.4927
8335 | 85.4927
8336 | 87.992
8337 | 112.3897
8338 | 109.2821
8339 | 109.2821
8340 | 112.3897
8341 | 112.3897
8342 | 109.2821
8343 | 109.2821
8344 | 109.2821
8345 | 109.2821
8346 | 109.2821
8347 | 113.3591
8348 | 113.3591
8349 | 112.3897
8350 | 109.2821
8351 | 93.0985
8352 | 87.992
8353 | 86.9504
8354 | 86.9504
8355 | 53.8621
8356 | 86.9504
8357 | 53.8621
8358 | 71.6486
8359 | 45.0809
8360 | 45.0809
8361 | 86.9504
8362 | 86.9504
8363 | 94.6419
8364 | 94.6419
8365 | 109.8712
8366 | 94.6419
8367 | 94.6419
8368 | 94.6419
8369 | 94.6419
8370 | 94.6419
8371 | 112.7103
8372 | 112.7103
8373 | 112.7103
8374 | 112.7103
8375 | 109.8712
8376 | 94.6419
8377 | 87.4466
8378 | 80.9768
8379 | 28.8223
8380 | 28.8223
8381 | 28.8223
8382 | 80.9768
8383 | 87.4466
8384 | 87.4466
8385 | 87.4466
8386 | 110.345
8387 | 112.0462
8388 | 112.0462
8389 | 112.0462
8390 | 112.0462
8391 | 112.6162
8392 | 112.6162
8393 | 112.6162
8394 | 112.0462
8395 | 112.9017
8396 | 112.9017
8397 | 112.6162
8398 | 112.6162
8399 | 112.6162
8400 | 87.4466
8401 | 28.0787
8402 | 28.0787
8403 | 28.0787
8404 | 28.0787
8405 | 28.0787
8406 | 28.0787
8407 | 28.0787
8408 | 70.29
8409 | 72.3698
8410 | 72.557
8411 | 113.4374
8412 | 111.4462
8413 | 111.4462
8414 | 72.557
8415 | 111.4462
8416 | 113.4374
8417 | 72.557
8418 | 72.3698
8419 | 113.4374
8420 | 111.4462
8421 | 111.4462
8422 | 72.3698
8423 | 70.29
8424 | 70.29
8425 | 45.2324
8426 | 45.2324
8427 | 25.0446
8428 | 25.0446
8429 | 45.2324
8430 | 54.0206
8431 | 65.1218
8432 | 65.1304
8433 | 74.1437
8434 | 74.1437
8435 | 74.1437
8436 | 112.8854
8437 | 112.8854
8438 | 111.1776
8439 | 111.1776
8440 | 74.1437
8441 | 74.1437
8442 | 74.1437
8443 | 112.8854
8444 | 112.8854
8445 | 74.1437
8446 | 74.1437
8447 | 72.7136
8448 | 65.1304
8449 | 67.8415
8450 | 67.8415
8451 | 67.8415
8452 | 57.3259
8453 | 67.8415
8454 | 67.8415
8455 | 67.8415
8456 | 70.9445
8457 | 113.592
8458 | 113.592
8459 | 114.1598
8460 | 115.2999
8461 | 115.2999
8462 | 115.2999
8463 | 115.2999
8464 | 115.2999
8465 | 114.1598
8466 | 113.592
8467 | 115.2999
8468 | 115.2999
8469 | 114.1598
8470 | 114.1598
8471 | 113.592
8472 | 70.9445
8473 | 61.9365
8474 | 63.5934
8475 | 33.0896
8476 | 33.0896
8477 | 52.185
8478 | 61.9365
8479 | 61.9365
8480 | 63.5934
8481 | 65.2975
8482 | 70.0016
8483 | 72.206
8484 | 93.5837
8485 | 93.5837
8486 | 93.5837
8487 | 119.4375
8488 | 72.206
8489 | 72.206
8490 | 70.0016
8491 | 93.5837
8492 | 93.5837
8493 | 72.206
8494 | 70.0016
8495 | 65.2975
8496 | 64.011
8497 | 68.0012
8498 | 68.0012
8499 | 64.5175
8500 | 64.5175
8501 | 64.5175
8502 | 64.5175
8503 | 64.5175
8504 | 68.0012
8505 | 69.3312
8506 | 69.3312
8507 | 92.3631
8508 | 92.3631
8509 | 92.3631
8510 | 92.3631
8511 | 92.3631
8512 | 92.3631
8513 | 69.3312
8514 | 69.3312
8515 | 114.0753
8516 | 114.0753
8517 | 114.0753
8518 | 114.0753
8519 | 92.3631
8520 | 69.3312
8521 | 82.3424
8522 | 82.3424
8523 | 82.3424
8524 | 67.8991
8525 | 67.8991
8526 | 67.8991
8527 | 67.8991
8528 | 67.8991
8529 | 82.3424
8530 | 82.3424
8531 | 82.3424
8532 | 82.3424
8533 | 82.3424
8534 | 82.3424
8535 | 82.3424
8536 | 82.3424
8537 | 82.3424
8538 | 82.3424
8539 | 92.3394
8540 | 114.0514
8541 | 92.3394
8542 | 92.3394
8543 | 89.7865
8544 | 82.3424
8545 | 52.2457
8546 | 52.2457
8547 | 46.3746
8548 | 34.6024
8549 | 52.2457
8550 | 52.2457
8551 | 52.2457
8552 | 58.5497
8553 | 59.3611
8554 | 78.7287
8555 | 131.4398
8556 | 94.483
8557 | 94.483
8558 | 94.483
8559 | 94.483
8560 | 94.483
8561 | 94.483
8562 | 59.3611
8563 | 131.4398
8564 | 131.4398
8565 | 131.4398
8566 | 94.483
8567 | 59.3611
8568 | 61.6405
8569 | 55.0158
8570 | 32.9805
8571 | 32.9805
8572 | 32.9805
8573 | 35.8693
8574 | 35.8693
8575 | 35.8693
8576 | 50.7198
8577 | 58.3976
8578 | 74.7956
8579 | 74.7956
8580 | 74.7956
8581 | 74.7956
8582 | 74.7956
8583 | 58.3976
8584 | 58.3976
8585 | 58.3976
8586 | 50.7198
8587 | 118.0389
8588 | 134.636
8589 | 79.1154
8590 | 58.3976
8591 | 58.3976
8592 | 55.0158
8593 | 88.4972
8594 | 77.7624
8595 | 66.3874
8596 | 66.3874
8597 | 27.99
8598 | 27.99
8599 | 27.6139
8600 | 27.6139
8601 | 36.2474
8602 | 36.2474
8603 | 66.3874
8604 | 88.4972
8605 | 88.4972
8606 | 88.4972
8607 | 88.4972
8608 | 88.4972
8609 | 88.4972
8610 | 58.3744
8611 | 94.1247
8612 | 94.1247
8613 | 94.1247
8614 | 88.4972
8615 | 77.7624
8616 | 58.3744
8617 | 41.9367
8618 | 38.5891
8619 | 38.5891
8620 | 38.5891
8621 | 38.5891
8622 | 41.9367
8623 | 41.9367
8624 | 43.6626
8625 | 66.4166
8626 | 87.9481
8627 | 100.2256
8628 | 117.271
8629 | 108.8562
8630 | 100.2256
8631 | 108.8562
8632 | 100.2256
8633 | 100.2256
8634 | 87.9481
8635 | 117.271
8636 | 117.271
8637 | 100.2256
8638 | 100.2256
8639 | 66.4166
8640 | 72.8394
8641 | 37.8774
8642 | 37.8774
8643 | 37.8774
8644 | 37.8774
8645 | 37.8774
8646 | 37.8774
8647 | 37.8774
8648 | 37.8774
8649 | 54.9197
8650 | 87.5505
8651 | 97.9859
8652 | 134.5254
8653 | 87.5505
8654 | 87.5505
8655 | 87.5505
8656 | 87.5505
8657 | 87.5505
8658 | 63.5989
8659 | 102.4243
8660 | 102.4243
8661 | 87.5505
8662 | 87.5505
8663 | 57.8805
8664 | 54.9197
8665 | 47.7768
8666 | 47.7768
8667 | 47.7768
8668 | 47.7768
8669 | 47.7768
8670 | 47.7768
8671 | 47.7768
8672 | 47.7768
8673 | 47.7768
8674 | 90.0036
8675 | 90.0036
8676 | 90.0036
8677 | 90.0036
8678 | 90.0036
8679 | 90.0036
8680 | 90.0036
8681 | 90.0036
8682 | 90.0036
8683 | 90.0036
8684 | 90.0036
8685 | 90.0036
8686 | 90.0036
8687 | 90.0036
8688 | 47.7768
8689 | 37.3014
8690 | 37.3014
8691 | 23.8437
8692 | 23.8437
8693 | 23.8437
8694 | 23.8437
8695 | 23.8437
8696 | 23.8437
8697 | 37.3014
8698 | 37.3014
8699 | 37.3014
8700 | 37.3014
8701 | 37.3014
8702 | 37.3014
8703 | 37.3014
8704 | 37.3014
8705 | 37.3014
8706 | 37.3014
8707 | 37.6012
8708 | 136.1112
8709 | 37.6012
8710 | 37.6012
8711 | 37.3014
8712 | 37.3014
8713 | 47.7768
8714 | 47.7768
8715 | 47.7768
8716 | 47.7768
8717 | 47.7768
8718 | 47.7768
8719 | 47.7768
8720 | 47.7768
8721 | 47.7768
8722 | 90.0036
8723 | 90.0036
8724 | 90.0036
8725 | 90.0036
8726 | 90.0036
8727 | 90.0036
8728 | 90.0036
8729 | 90.0036
8730 | 90.0036
8731 | 90.0036
8732 | 90.0036
8733 | 90.0036
8734 | 90.0036
8735 | 90.0036
8736 | 47.7768
8737 | 37.3014
8738 | 37.3014
8739 | 23.8437
8740 | 23.8437
8741 | 23.8437
8742 | 23.8437
8743 | 23.8437
8744 | 23.8437
8745 | 37.3014
8746 | 37.3014
8747 | 37.3014
8748 | 37.3014
8749 | 37.3014
8750 | 37.3014
8751 | 37.3014
8752 | 37.3014
8753 | 37.3014
8754 | 37.3014
8755 | 37.6012
8756 | 136.1112
8757 | 37.6012
8758 | 37.6012
8759 | 37.3014
8760 | 37.3014

## C_DR_load
| b1 | b2 | b3 | b4 | b5 | b6
1 | 0 | 0 | 10 | 10 | 10 | 0
2 | 0 | 0 | 12 | 13 | 12 | 0
3 | 0 | 0 | 14 | 15 | 18 | 0
4 | 0 | 0 | 14 | 15 | 18 | 0
5 | 0 | 0 | 15 | 15 | 18 | 0
6 | 0 | 0 | 15 | 15 | 18 | 0
7 | 0 | 0 | 15 | 15 | 18 | 0
8 | 0 | 0 | 16 | 17 | 20 | 0
9 | 0 | 0 | 16 | 17 | 20 | 0
10 | 0 | 0 | 16 | 17 | 20 | 0
11 | 0 | 0 | 16 | 17 | 20 | 0
12 | 0 | 0 | 16 | 17 | 20 | 0
13 | 0 | 0 | 16 | 17 | 20 | 0
14 | 0 | 0 | 16 | 17 | 20 | 0
15 | 0 | 0 | 16 | 17 | 20 | 0
16 | 0 | 0 | 16 | 17 | 20 | 0
17 | 0 | 0 | 16 | 17 | 20 | 0
18 | 0 | 0 | 16 | 17 | 20 | 0
19 | 0 | 0 | 16 | 17 | 20 | 0
20 | 0 | 0 | 16 | 17 | 20 | 0
21 | 0 | 0 | 16 | 17 | 20 | 0
22 | 0 | 0 | 15 | 15 | 20 | 0
23 | 0 | 0 | 14 | 13 | 18 | 0
24 | 0 | 0 | 14 | 15 | 18 | 0

## PDR
| b1 | b2 | b3 | b4 | b5 | b6
1 | 0 | 0 | 0.2 | 0.1 | 0.1 | 0
2 | 0 | 0 | 0.2 | 0.1 | 0.1 | 0
3 | 0 | 0 | 0.2 | 0.1 | 0.1 | 0
4 | 0 | 0 | 0.2 | 0.1 | 0.1 | 0
5 | 0 | 0 | 0.2 | 0.1 | 0.1 | 0
6 | 0 | 0 | 0.2 | 0.1 | 0.1 | 0
7 | 0 | 0 | 0.1 | 0.2 | 0.2 | 0
8 | 0 | 0 | 0.1 | 0.2 | 0.2 | 0
9 | 0 | 0 | 0.1 | 0.1 | 0.1 | 0
10 | 0 | 0 | 0.1 | 0.1 | 0.1 | 0
11 | 0 | 0 | 0.1 | 0.1 | 0.1 | 0
12 | 0 | 0 | 0.1 | 0.1 | 0.1 | 0
13 | 0 | 0 | 0.1 | 0.1 | 0.1 | 0
14 | 0 | 0 | 0.1 | 0.1 | 0.1 | 0
15 | 0 | 0 | 0.1 | 0.1 | 0.1 | 0
16 | 0 | 0 | 0.1 | 0.1 | 0.1 | 0
17 | 0 | 0 | 0.1 | 0.1 | 0.1 | 0
18 | 0 | 0 | 0.1 | 0.1 | 0.1 | 0
19 | 0 | 0 | 0.2 | 0.15 | 0.2 | 0
20 | 0 | 0 | 0.2 | 0.15 | 0.1 | 0
21 | 0 | 0 | 0.2 | 0.15 | 0.2 | 0
22 | 0 | 0 | 0.2 | 0.15 | 0.2 | 0
23 | 0 | 0 | 0.1 | 0.1 | 0.1 | 0
24 | 0 | 0 | 0.2 | 0.1 | 0.1 | 0